## Introduction
A guide on how to use the register
Updated as of 20/01/2026
Check 'Row 2' on all sheets to see when data was last updated, if no updates have been submited since the last update, then the date won't change.
This confined space register has 2 main tabs including:
| Substations | Containing all CS and EC spaces identified at visited distribution substations and extrapolated potential confined spaces from Ausgrid GIS and SAP substations data.
| Pits | Containing all CS and EC spaces for pits from site visit data. Tab also contains suspected CS & non-CS which were extrapolated from Ausgrid GIS and SAP data based on their characteristics.
| Extrapolation data – field validation is needed | Cells highlighted in this colour means that the space characteristic and the risk level have not been validated during site visits (i.e. the data is extrapolated).
| Space classification | CS = Confined Space |  | EC = Enclosed Space
| Overall Risk Level | 1 = Low | 5 = High
For confined spaces data on assets that can’t be located in the register, please reach out to your Ausgrid contact or confinedspaces@ausgrid.com.au

## Substations
Extrapolation data – field validation is needed |  | Register last updated 20/01/2026, please check you have the most recent version from the wire.
General
Unique ID | Ausgrid Asset ID | Ausgrid Unique_GIS | SAP identifier | Latitude | Longitude | PIT | Space classification | Overall Risk Level | Type of space
C.S.CM07204-1 | CM07204 |  | C.S.CM07204 | -33.7326 | 151.0545 | 16 | CS | 4 | Under floor
D.C.CP00005 | CP00005 | 733 | D.C.CP00005 | -33.8642 | 151.206 |  | CS | 3 | CP basement
D.C.CP00105 | CP00105 | 906 | D.C.CP00105 | -33.8682 | 151.2082 |  | Not CS | 0 | CP basement
D.C.CP00222 | CP00222 | 30061 | D.C.CP00222 | -33.8701 | 151.2071 |  | CS | 3 | CP basement
D.C.CP00306 | CP00306 | 21492 | D.C.CP00306 | -33.8665 | 151.2079 |  | CS | 3 | CP building
D.C.CP00317 | CP00317 | 34353 | D.C.CP00317 | -33.8684 | 151.2068 |  | CS | 3 | CP basement
D.C.CP00365 | CP00365 | 731 | D.C.CP00365 | -33.8636 | 151.2072 |  | CS | 3 | CP basement
D.C.CP00480 | CP00480 | 839 | D.C.CP00480 | -33.8648 | 151.2114 |  | CS | 3 | CP basement
D.C.CP00687 | CP00687 | 124528 | D.C.CP00687 | -33.8775 | 151.2061 |  | CS | 3 | CP basement
D.C.CP00688 | CP00688 | 124527 | D.C.CP00688 | -33.8772 | 151.2061 |  | CS | 3 | CP basement
D.C.CP00738 | CP00738 | 729 | D.C.CP00738 | -33.8737 | 151.2093 |  | Not CS | 0 | CP basement
D.C.CP00760 | CP00760 | 1099264 | D.C.CP00760 | -33.8723 | 151.2084 |  | Not CS | 0 | CP upper level
D.C.CP00982 | CP00982 | 81073555 | D.C.CP00982 | -33.8714 | 151.2092 |  | CS | 3 | CP basement
D.C.CP01279 | CP01279 | 21493 | D.C.CP01279 | -33.8728 | 151.2078 |  | Not CS | 0 | CP building
D.C.CP01426 | CP01426 | 193230 | D.C.CP01426 | -33.8614 | 151.203 |  | Not CS | 0 | CP building
D.C.CP02344 | CP02344 | 287698 | D.C.CP02344 | -33.8662 | 151.2042 |  | Not CS | 0 | CP building
D.C.CP02474 | CP02474 | 728 | D.C.CP02474 | -33.8644 | 151.2069 |  | CS | 3 | CP basement
D.C.CP02942 | CP02942 | 21491 | D.C.CP02942 | -33.8646 | 151.212 |  | Not CS | 0 | CP basement
D.C.CP03085 | CP03085 | 21494 | D.C.CP03085 | -33.8728 | 151.2035 |  | CS | 3 | CP basement
D.C.CP03352 | CP03352 | 87205989 | D.C.CP03352 | -33.8671 | 151.2101 |  | Not CS | 0 | CP basement
D.C.CP62326 | CP62326 | 97437349 | D.C.CP62326 | -33.8629 | 151.208 |  | Not CS | 0 | CP upper level
D.C.CP64134 | CP64134 | 295483022 | D.C.CP64134 | -33.8688 | 151.2089 |  | CS | 3 | CP basement
D.C.CP65591 | CP65591 | 295465846 | D.C.CP65591 | -33.8631 | 151.2113 |  | Not CS | 0 | CP basement
7661-1 | HS06342 | 118153584 | D.S.HS06342 | -32.9275 | 151.7652 | 16 | EC | 0 | Under floor
7661-2 | HS06342 | 118153584 | D.S.HS06342 | -32.9275 | 151.7652 | 30 | CS | 4 | Unknown - could not open
7661-3 | HS06342 | 118153584 | D.S.HS06342 | -32.9274 | 151.7654 | 1 | CS | 2 | Cable pit
10851 | HS12885 | 14179 | D.S.HS12885 | -33.0129 | 151.5935 | 8 | Not CS | 0 | chamber
8018 | HS12972 | 16755 | D.S.HS12972 | -32.8975 | 151.7379 | 8 | Not CS | 0 | chamber
11589 | HS13155 | 13052 | D.S.HS13155 | -32.7204 | 152.174 | 8 | Not CS | 0 | chamber
8627 | HS22473 | 14295 | D.S.HS22473 | -32.9624 | 151.694 | 8 | Not CS | 0 | chamber
7599 | HS28882 | 295287748 | D.S.HS28882 | -32.9272 | 151.774 | 1 | CS | 2 | Cable pit
7495 | HS57715 | 295287776 | D.S.HS57715 | -32.9268 | 151.7818 | 8 | CS | 3 | ground
7494 | HS57765 | 295287778 | D.S.HS57765 | -32.9267 | 151.7821 | 8 | Not CS | 0 | chamber
26694 | S000016 | 15335 | D.S.S000016 | -33.8726 | 151.2272 | 8 | Not CS | 0 | ground
25413 | S000074 | 15056 | D.S.S000074 | -33.8633 | 151.2105 | 8 | CS | 3 | ground
27446 | S000093 | 14824 | D.S.S000093 | -33.9031 | 151.1802 | 8 | Not CS | 0 | ground
24482 | S000249 | 18650 | D.S.S000249 | -33.7974 | 151.1824 | 8 | CS | 3 | ground
25986 | S000288 | 21646 | D.S.S000288 | -33.8773 | 151.2075 | 8 | CS | 3 | ground
25818 | S000327 | 15118 | D.S.S000327 | -33.8667 | 151.2062 | 8 | CS | 3 | ground
25807 | S000358 | 15247 | D.S.S000358 | -33.8732 | 151.2083 | 8 | CS | 3 | ground
25566 | S000371 | 14741 | D.S.S000371 | -33.8675 | 151.1944 | 8 | CS | 3 | ground
26043 | S000385 | 15428 | D.S.S000385 | -33.8814 | 151.2051 | 8 | CS | 3 | ground
25565 | S000387 | 14740 | D.S.S000387 | -33.8674 | 151.1945 | 8 | CS | 3 | ground
25685 | S000390 | 15154 | D.S.S000390 | -33.8672 | 151.2095 | 8 | CS | 3 | ground
25748 | S000392 | 15197 | D.S.S000392 | -33.8694 | 151.2098 | 8 | CS | 3 | ground
25667 | S000395 | 15162 | D.S.S000395 | -33.8677 | 151.2104 | 8 | CS | 3 | ground
25690 | S000411 | 15156 | D.S.S000411 | -33.8675 | 151.2088 | 8 | CS | 3 | ground
25956 | S000412 | 15260 | D.S.S000412 | -33.8745 | 151.2079 | 8 | CS | 3 | ground
25522 | S000414 | 15037 | D.S.S000414 | -33.8655 | 151.2049 | 8 | CS | 3 | ground
25456 | S000416 | 9021697 | D.S.S000416 | -33.8633 | 151.2098 | 8 | CS | 3 | Ground
25779 | S000417 | 15211 | D.S.S000417 | -33.8708 | 151.2084 | 8 | CS | 3 | ground
25486 | S000418 | 15045 | D.S.S000418 | -33.8655 | 151.2075 | 8 | CS | 3 | ground
26148 | S000419 | 9021696 | D.S.S000419 | -33.8771 | 151.2088 | 8 | CS | 3 | ground
25487 | S000420 | 15042 | D.S.S000420 | -33.8652 | 151.2068 | 8 | CS | 3 | ground
25879 | S000426 | 7716323 | D.S.S000426 | -33.8728 | 151.2049 | 8 | CS | 3 | ground
25673 | S000427 | 15069 | D.S.S000427 | -33.8656 | 151.209 | 8 | CS | 3 | ground
25446 | S000428 | 15050 | D.S.S000428 | -33.8637 | 151.208 | 8 | CS | 3 | ground
25788 | S000429 | 15213 | D.S.S000429 | -33.8713 | 151.2092 | 8 | CS | 3 | ground
25962 | S000430 | 15253 | D.S.S000430 | -33.8742 | 151.2056 | 8 | CS | 3 | ground
25747 | S000431 | 15205 | D.S.S000431 | -33.8697 | 151.2103 | 8 | CS | 3 | ground
25416 | S000432 | 15089 | D.S.S000432 | -33.8633 | 151.2123 | 8 | CS | 3 | ground
25730 | S000434 | 15171 | D.S.S000434 | -33.869 | 151.207 | 8 | CS | 3 | ground
25825 | S000436 | 15111 | D.S.S000436 | -33.8668 | 151.2046 | 8 | CS | 3 | ground
25402 | S000446 | 107442 | D.S.S000446 | -33.8605 | 151.213 | 8 | CS | 3 | chamber
25376 | S000448 | 103109 | D.S.S000448 | -33.8589 | 151.2133 | 8 | CS | 3 | chamber
25973 | S000522 | 15271 | D.S.S000522 | -33.8758 | 151.2065 | 8 | CS | 3 | ground
25974 | S000536 | 15264 | D.S.S000536 | -33.8752 | 151.2074 | 8 | CS | 3 | ground
25769 | S000537 | 15165 | D.S.S000537 | -33.8684 | 151.2107 | 8 | CS | 3 | ground
25876 | S000541 | 15233 | D.S.S000541 | -33.8728 | 151.2059 | 8 | CS | 3 | ground
26682 | S000547 | 15301 | D.S.S000547 | -33.8698 | 151.2252 | 8 | CS | 3 | ground
25680 | S000548 | 15140 | D.S.S000548 | -33.8669 | 151.2085 | 8 | CS | 3 | ground
25804 | S000555 | 15234 | D.S.S000555 | -33.873 | 151.2074 | 8 | CS | 3 | ground
30225 | S000557 | 14786 | D.S.S000557 | -33.9085 | 151.1526 | 8 | CS | 3 | ground
26096 | S000568 | 15436 | D.S.S000568 | -33.8832 | 151.1987 | 8 | CS | 3 | ground
24424 | S000578 | 15362 | D.S.S000578 | -33.8579 | 151.2725 | 8 | CS | 3 | ground
25976 | S000583 | 16959 | D.S.S000583 | -33.8753 | 151.2072 | 8 | CS | 3 | ground
25649 | S000651 | 15144 | D.S.S000651 | -33.866 | 151.2108 | 8 | CS | 3 | ground
25777 | S000658 | 15189 | D.S.S000658 | -33.8708 | 151.2072 | 8 | CS | 3 | ground
26140 | S000681 | 15403 | D.S.S000681 | -33.8774 | 151.2088 | 8 | CS | 3 | ground
26107 | S000701 | 21429 | D.S.S000701 | -33.8835 | 151.1956 | 8 | Not CS | 0 | chamber
25369 | S000726 | 19014 | D.S.S000726 | -33.8487 | 151.2113 | 8 | CS | 3 | ground
25856 | S000727 | 15172 | D.S.S000727 | -33.8691 | 151.206 | 8 | CS | 3 | ground
25751 | S000734 | 16850 | D.S.S000734 | -33.8701 | 151.2102 | 8 | CS | 3 | ground
26141 | S000752 | 16904 | D.S.S000752 | -33.8768 | 151.2105 | 8 | CS | 3 | ground
26229 | S000754 | 15418 | D.S.S000754 | -33.8794 | 151.2095 | 8 | CS | 3 | ground
25697 | S000776 | 15120 | D.S.S000776 | -33.8671 | 151.2068 | 8 | CS | 3 | ground
25470 | S000777 | 15065 | D.S.S000777 | -33.8648 | 151.209 | 8 | CS | 3 | ground
25872 | S000797 | 15181 | D.S.S000797 | -33.8711 | 151.2055 | 8 | CS | 3 | ground
25722 | S000826 | 26262 | D.S.S000826 | -33.868 | 151.2072 | 8 | Not CS | 0 | chamber
26163 | S000830 | 21509 | D.S.S000830 | -33.8758 | 151.2194 | 8 | Not CS | 0 | chamber
25878 | S000836 | 15226 | D.S.S000836 | -33.8727 | 151.2049 | 8 | Not CS | 0 | ground
25759 | S000840 | 15200 | D.S.S000840 | -33.8697 | 151.2082 | 8 | CS | 3 | ground
25992 | S000841 | 15391 | D.S.S000841 | -33.8773 | 151.2047 | 8 | CS | 3 | ground
25795 | S000842 | 15244 | D.S.S000842 | -33.8726 | 151.2093 | 8 | CS | 3 | ground
25854 | S000843 | 15124 | D.S.S000843 | -33.8685 | 151.2046 | 8 | CS | 3 | ground
26051 | S000844 | 15451 | D.S.S000844 | -33.8828 | 151.2039 | 8 | CS | 3 | ground
25762 | S000845 | 15183 | D.S.S000845 | -33.87 | 151.207 | 8 | CS | 3 | ground
25379 | S000854 | 14996 | D.S.S000854 | -33.8579 | 151.2087 | 8 | CS | 3 | ground
25805 | S000855 | 15243 | D.S.S000855 | -33.8723 | 151.2081 | 8 | CS | 3 | ground
25675 | S000856 | 15132 | D.S.S000856 | -33.8658 | 151.2086 | 8 | CS | 3 | ground
25821 | S000857 | 4963874 | D.S.S000857 | -33.8678 | 151.2057 | 8 | CS | 3 | ground
25656 | S000863 | 15287 | D.S.S000863 | -33.8676 | 151.2122 | 8 | CS | 3 | ground
25954 | S000864 | 15258 | D.S.S000864 | -33.8744 | 151.2072 | 8 | CS | 3 | ground
25457 | S000907 | 15051 | D.S.S000907 | -33.8638 | 151.2094 | 8 | CS | 3 | Ground
25681 | S000908 | 15146 | D.S.S000908 | -33.8664 | 151.2101 | 8 | CS | 3 | ground
D.S.S000909-1 | S000909 | 926 | D.S.S000909 | -33.8677 | 151.2089 | 8 | CS | 4 | chamber
25414 | S000911 | 15057 | D.S.S000911 | -33.8636 | 151.211 | 8 | CS | 3 | Ground
25431 | S000912 | 15076 | D.S.S000912 | -33.8649 | 151.211 | 8 | CS | 3 | ground
25995 | S000913 | 15267 | D.S.S000913 | -33.8759 | 151.204 | 8 | CS | 3 | ground
25839 | S000915 | 15093 | D.S.S000915 | -33.8666 | 151.2035 | 8 | CS | 3 | ground
25737 | S000979 | 15203 | D.S.S000979 | -33.8689 | 151.2105 | 8 | CS | 3 | ground
25775 | S001001 | 15292 | D.S.S001001 | -33.8692 | 151.212 | 8 | CS | 3 | ground
25480 | S001006 | 15038 | D.S.S001006 | -33.8648 | 151.2074 | 8 | CS | 3 | ground
25857 | S001008 | 15173 | D.S.S001008 | -33.8695 | 151.2061 | 8 | CS | 3 | ground
25417 | S001009 | 15090 | D.S.S001009 | -33.8645 | 151.2128 | 8 | CS | 3 | ground
26226 | S001010 | 15419 | D.S.S001010 | -33.8788 | 151.211 | 8 | CS | 3 | ground
25979 | S001013 | 15272 | D.S.S001013 | -33.8765 | 151.2078 | 8 | CS | 3 | ground
25830 | S001018 | 15110 | D.S.S001018 | -33.8667 | 151.2053 | 8 | CS | 3 | ground
25468 | S001019 | 15067 | D.S.S001019 | -33.865 | 151.2098 | 8 | CS | 3 | ground
25865 | S001020 | 15180 | D.S.S001020 | -33.8707 | 151.2049 | 8 | CS | 3 | ground
26223 | S001022 | 15415 | D.S.S001022 | -33.8785 | 151.2096 | 8 | CS | 3 | ground
25786 | S001026 | 15227 | D.S.S001026 | -33.8718 | 151.2071 | 8 | CS | 3 | ground
25743 | S001035 | 15195 | D.S.S001035 | -33.869 | 151.209 | 8 | CS | 3 | ground
25727 | S001036 | 15170 | D.S.S001036 | -33.8688 | 151.2075 | 8 | CS | 3 | ground
26024 | S001037 | 15394 | D.S.S001037 | -33.8795 | 151.2052 | 8 | CS | 3 | ground
25519 | S001041 | 15033 | D.S.S001041 | -33.8644 | 151.205 | 8 | CS | 3 | ground
25691 | S001042 | 15117 | D.S.S001042 | -33.8663 | 151.2073 | 8 | CS | 3 | ground
26180 | S001045 | 15489 | D.S.S001045 | -33.8789 | 151.2142 | 8 | CS | 3 | ground
25406 | S001048 | 15024 | D.S.S001048 | -33.8626 | 151.2105 | 8 | CS | 3 | ground
25696 | S001067 | 8184380 | D.S.S001067 | -33.8674 | 151.2074 | 8 | CS | 3 | Ground
25682 | S001092 | 15137 | D.S.S001092 | -33.8665 | 151.2098 | 8 | CS | 3 | ground
25967 | S001109 | 21422 | D.S.S001109 | -33.8758 | 151.2046 | 8 | CS | 3 | ground
26091 | S001113 | 287705 | D.S.S001113 | -33.8834 | 151.1994 | 8 | Not CS | 0 | ground
25432 | S001118 | 15078 | D.S.S001118 | -33.8651 | 151.2109 | 8 | CS | 3 | ground
26896 | S001123 | 26078 | D.S.S001123 | -33.893 | 151.2453 | 8 | CS | 3 | chamber
25265 | S001145 | 18945 | D.S.S001145 | -33.84 | 151.2061 | 8 | CS | 4 | Ground
25678 | S001173 | 15136 | D.S.S001173 | -33.8663 | 151.2085 | 8 | CS | 3 | ground
26225 | S001195 | 21536 | D.S.S001195 | -33.8787 | 151.21 | 8 | CS | 3 | chamber
25204 | S001224 | 18925 | D.S.S001224 | -33.8363 | 151.208 | 8 | CS | 3 | ground
25408 | S001325 | 16791 | D.S.S001325 | -33.8624 | 151.2117 | 8 | Not CS | 0 | ground
25409 | S001326 | 16792 | D.S.S001326 | -33.8624 | 151.2118 | 8 | Not CS | 0 | ground
25465 | S001337 | 15060 | D.S.S001337 | -33.8644 | 151.2097 | 8 | CS | 3 | ground
25781 | S001339 | 15237 | D.S.S001339 | -33.8714 | 151.2081 | 8 | CS | 3 | ground
26230 | S001358 | 21455 | D.S.S001358 | -33.8799 | 151.211 | 8 | Not CS | 0 | chamber
22097 | S001402 | 18717 | D.S.S001402 | -33.8154 | 151.1804 | 8 | CS | 3 | ground
26986 | S001568 | 15561 | D.S.S001568 | -33.8777 | 151.2344 | 8 | CS | 3 | ground
25407 | S001635 | 16793 | D.S.S001635 | -33.8624 | 151.2118 | 8 | Not CS | 0 | ground
25479 | S001637 | 26259 | D.S.S001637 | -33.8646 | 151.2078 | 8 | Not CS | 0 | chamber
26522 | S001638 | 18171 | D.S.S001638 | -33.8831 | 151.1828 | 8 | CS | 3 | ground
25660 | S001664 | 15147 | D.S.S001664 | -33.8665 | 151.2101 | 8 | CS | 3 | ground
25772 | S001680 | 15202 | D.S.S001680 | -33.8688 | 151.211 | 8 | CS | 3 | ground
26924 | S001681 | 111658 | D.S.S001681 | -33.8759 | 151.2285 | 8 | CS | 3 | chamber
25655 | S001717 | 15286 | D.S.S001717 | -33.867 | 151.2122 | 8 | CS | 3 | ground
25674 | S001774 | 15133 | D.S.S001774 | -33.8659 | 151.2088 | 8 | CS | 3 | ground
25797 | S001779 | 15246 | D.S.S001779 | -33.8731 | 151.2096 | 8 | Not CS | 0 | ground
25766 | S001784 | 15163 | D.S.S001784 | -33.868 | 151.2113 | 8 | CS | 3 | ground
25770 | S001785 | 15164 | D.S.S001785 | -33.8683 | 151.2112 | 8 | CS | 3 | ground
25676 | S001786 | 15135 | D.S.S001786 | -33.8663 | 151.2085 | 8 | CS | 3 | ground
25951 | S001787 | 21629 | D.S.S001787 | -33.8745 | 151.2041 | 8 | CS | 3 | chamber
25669 | S001848 | 15114 | D.S.S001848 | -33.8661 | 151.2071 | 8 | CS | 3 | ground
25767 | S001849 | 15289 | D.S.S001849 | -33.8685 | 151.212 | 8 | CS | 3 | ground
24480 | S001854 | 18646 | D.S.S001854 | -33.7968 | 151.1825 | 8 | CS | 3 | ground
24755 | S001862 | 124548 | D.S.S001862 | -33.8204 | 151.1888 | 8 | Not CS | 0 | chamber
25953 | S001864 | 15257 | D.S.S001864 | -33.8743 | 151.2071 | 8 | Not CS | 0 | ground
26132 | S001903 | 15411 | D.S.S001903 | -33.8775 | 151.2108 | 8 | CS | 3 | ground
25771 | S001910 | 15201 | D.S.S001910 | -33.8686 | 151.2113 | 8 | CS | 3 | ground
25508 | S001911 | 15006 | D.S.S001911 | -33.8625 | 151.2043 | 8 | CS | 3 | ground
25794 | S001912 | 15242 | D.S.S001912 | -33.8721 | 151.2092 | 8 | CS | 3 | ground
25774 | S001964 | 15293 | D.S.S001964 | -33.8699 | 151.2136 | 8 | CS | 3 | ground
25463 | S002017 | 15063 | D.S.S002017 | -33.8647 | 151.2086 | 8 | CS | 3 | ground
25957 | S002022 | 15261 | D.S.S002022 | -33.8748 | 151.2078 | 8 | CS | 3 | ground
25738 | S002028 | 15204 | D.S.S002028 | -33.869 | 151.21 | 8 | CS | 3 | ground
25650 | S002041 | 15143 | D.S.S002041 | -33.8658 | 151.2103 | 8 | CS | 3 | ground
25484 | S002123 | 21448 | D.S.S002123 | -33.8653 | 151.2082 | 8 | Not CS | 0 | chamber
26287 | S002137 | 15467 | D.S.S002137 | -33.8853 | 151.2104 | 8 | Not CS | 0 | ground
25511 | S002221 | 15002 | D.S.S002221 | -33.8632 | 151.2034 | 8 | CS | 3 | ground
25665 | S002282 | 15161 | D.S.S002282 | -33.8674 | 151.2114 | 8 | CS | 3 | ground
25483 | S002299 | 15064 | D.S.S002299 | -33.8648 | 151.2082 | 8 | CS | 3 | ground
26167 | S002302 | 15341 | D.S.S002302 | -33.8765 | 151.2215 | 8 | CS | 3 | ground
25464 | S002357 | 15052 | D.S.S002357 | -33.864 | 151.2094 | 8 | CS | 3 | ground
25689 | S002365 | 15153 | D.S.S002365 | -33.8672 | 151.2094 | 8 | CS | 3 | ground
25997 | S002399 | 90239 | D.S.S002399 | -33.8762 | 151.2037 | 8 | CS | 3 | chamber
25679 | S002450 | 15138 | D.S.S002450 | -33.8665 | 151.2087 | 8 | CS | 3 | ground
25488 | S002451 | 15043 | D.S.S002451 | -33.8652 | 151.207 | 8 | CS | 3 | ground
24954 | S002463 | 18897 | D.S.S002463 | -33.8286 | 151.2301 | 8 | CS | 3 | ground
25809 | S002502 | 15235 | D.S.S002502 | -33.8732 | 151.2075 | 8 | CS | 3 | ground
25798 | S002534 | 15248 | D.S.S002534 | -33.8736 | 151.209 | 8 | CS | 3 | ground
25459 | S002535 | 26408 | D.S.S002535 | -33.8635 | 151.2084 | 8 | Not CS | 0 | chamber
27415 | S002582 | 14902 | D.S.S002582 | -33.9257 | 151.2307 | 8 | CS | 3 | ground
25894 | S002633 | 103120 | D.S.S002633 | -33.8728 | 151.2036 | 8 | Not CS | 0 | chamber
25469 | S002658 | 15077 | D.S.S002658 | -33.8651 | 151.2099 | 8 | CS | 3 | ground
25893 | S002737 | 103121 | D.S.S002737 | -33.8728 | 151.2036 | 8 | Not CS | 0 | chamber
25452 | S002761 | 15021 | D.S.S002761 | -33.8626 | 151.2086 | 8 | CS | 3 | ground
26062 | S002794 | 16837 | D.S.S002794 | -33.8835 | 151.2007 | 8 | Not CS | 0 | ground
26061 | S002795 | 16836 | D.S.S002795 | -33.8834 | 151.2006 | 8 | Not CS | 0 | ground
25733-01 | S002853 | 473 | D.S.S002853 | -33.8679 | 151.2103 | 8 | Not CS | 0 | chamber
25724 | S002957 | 26285 | D.S.S002957 | -33.8683 | 151.2082 | 8 | Not CS | 0 | chamber
25341 | S002975 | 19000 | D.S.S002975 | -33.8443 | 151.2103 | 8 | CS | 3 | ground
25693 | S002998 | 15119 | D.S.S002998 | -33.867 | 151.2066 | 8 | CS | 3 | ground
26283 | S003120 | 15466 | D.S.S003120 | -33.8849 | 151.2102 | 8 | CS | 3 | ground
25267 | S003143 | 18949 | D.S.S003143 | -33.8378 | 151.2096 | 8 | CS | 3 | ground
25768 | S003177 | 15291 | D.S.S003177 | -33.8689 | 151.2119 | 8 | CS | 3 | ground
25754 | S003189 | 15208 | D.S.S003189 | -33.8706 | 151.209 | 8 | CS | 3 | ground
25651 | S003191 | 15282 | D.S.S003191 | -33.8661 | 151.2123 | 8 | CS | 3 | ground
25863 | S003202 | 15176 | D.S.S003202 | -33.8703 | 151.2056 | 8 | CS | 3 | ground
25504 | S003204 | 15000 | D.S.S003204 | -33.862 | 151.2034 | 8 | Not CS | 0 | ground
25444 | S003206 | 15028 | D.S.S003206 | -33.8632 | 151.2077 | 8 | CS | 3 | ground
25510 | S003207 | 15025 | D.S.S003207 | -33.8637 | 151.2048 | 8 | CS | 3 | ground
25349 | S003214 | 19006 | D.S.S003214 | -33.8468 | 151.2113 | 8 | Not CS | 0 | ground
25451 | S003227 | 15031 | D.S.S003227 | -33.8635 | 151.2069 | 8 | CS | 3 | ground
25873 | S003245 | 15182 | D.S.S003245 | -33.8711 | 151.2057 | 8 | CS | 3 | ground
26133 | S003280 | 15277 | D.S.S003280 | -33.8756 | 151.2088 | 8 | CS | 3 | ground
25202 | S003299 | 18912 | D.S.S003299 | -33.8359 | 151.2077 | 8 | CS | 3 | ground
25268 | S003306 | 18962 | D.S.S003306 | -33.8382 | 151.21 | 8 | CS | 3 | ground
25796 | S003328 | 15245 | D.S.S003328 | -33.8728 | 151.2091 | 8 | CS | 3 | ground
26042 | S003333 | 15423 | D.S.S003333 | -33.881 | 151.205 | 8 | CS | 3 | ground
25263 | S003336 | 18943 | D.S.S003336 | -33.8395 | 151.2066 | 8 | CS | 3 | ground
25247 | S003352 | 18954 | D.S.S003352 | -33.8381 | 151.2086 | 8 | CS | 4 | ground
26244 | S003368 | 15488 | D.S.S003368 | -33.8791 | 151.2134 | 8 | CS | 3 | ground
25274 | S003372 | 18976 | D.S.S003372 | -33.8397 | 151.2114 | 8 | CS | 3 | ground
26236 | S003381 | 15486 | D.S.S003381 | -33.8788 | 151.2121 | 8 | CS | 3 | ground
25177 | S003382 | 18907 | D.S.S003382 | -33.8331 | 151.2055 | 8 | CS | 3 | ground
24693 | S003417 | 18844 | D.S.S003417 | -33.823 | 151.196 | 8 | CS | 3 | ground
24725 | S003424 | 18719 | D.S.S003424 | -33.8166 | 151.1831 | 8 | CS | 3 | ground
25143 | S003442 | 18869 | D.S.S003442 | -33.8299 | 151.2021 | 8 | CS | 3 | ground
26034 | S003478 | 15430 | D.S.S003478 | -33.8802 | 151.2081 | 8 | CS | 3 | ground
25127 | S003479 | 18856 | D.S.S003479 | -33.8249 | 151.1991 | 8 | CS | 3 | ground
30037 | S003491 | 23026 | D.S.S003491 | -33.8848 | 151.1573 | 8 | Not CS | 0 | ground
25763 | S003510 | 15184 | D.S.S003510 | -33.87 | 151.2068 | 8 | CS | 3 | ground
25205 | S003518 | 18927 | D.S.S003518 | -33.8368 | 151.208 | 8 | CS | 3 | ground
25782 | S003520 | 15238 | D.S.S003520 | -33.8715 | 151.208 | 8 | Not CS | 0 | ground
25783 | S003521 | 15239 | D.S.S003521 | -33.8716 | 151.2081 | 8 | Not CS | 0 | ground
25516 | S003533 | 15032 | D.S.S003533 | -33.8642 | 151.2059 | 8 | CS | 3 | ground
26296 | S003541 | 15471 | D.S.S003541 | -33.8859 | 151.2084 | 8 | CS | 3 | ground
26150 | S003554 | 15314 | D.S.S003554 | -33.874 | 151.2169 | 8 | CS | 3 | ground
26160 | S003567 | 15324 | D.S.S003567 | -33.8745 | 151.2187 | 8 | Not CS | 0 | ground
21168 | S003570 | 26287 | D.S.S003570 | -33.7856 | 151.1308 | 8 | CS | 3 | chamber
25288 | S003589 | 596869 | D.S.S003589 | -33.8407 | 151.2062 | 8 | CS | 3 | chamber
25749 | S003606 | 15199 | D.S.S003606 | -33.8697 | 151.2098 | 8 | CS | 3 | ground
26429 | S003624 | 15538 | D.S.S003624 | -33.8948 | 151.1999 | 8 | CS | 3 | ground
25731 | S003633 | 15169 | D.S.S003633 | -33.8688 | 151.2066 | 8 | CS | 3 | ground
25815 | S003634 | 15108 | D.S.S003634 | -33.8661 | 151.2054 | 8 | CS | 3 | ground
25314 | S003683 | 18937 | D.S.S003683 | -33.8381 | 151.2047 | 8 | CS | 3 | ground
25223 | S003691 | 18914 | D.S.S003691 | -33.8369 | 151.2055 | 8 | CS | 3 | chamber
25713 | S003739 | 15295 | D.S.S003739 | -33.871 | 151.2172 | 8 | CS | 3 | ground
25864 | S003742 | 15177 | D.S.S003742 | -33.8704 | 151.2053 | 8 | CS | 3 | ground
25725 | S003750 | 15191 | D.S.S003750 | -33.8686 | 151.2082 | 8 | CS | 3 | ground
25276 | S003753 | 18959 | D.S.S003753 | -33.8388 | 151.2094 | 8 | CS | 3 | ground
26025 | S003769 | 15395 | D.S.S003769 | -33.8784 | 151.2064 | 8 | CS | 3 | ground
25875 | S003781 | 15224 | D.S.S003781 | -33.8722 | 151.2049 | 8 | CS | 3 | ground
25880 | S003826 | 15231 | D.S.S003826 | -33.8733 | 151.2053 | 8 | CS | 3 | ground
25458 | S003827 | 15046 | D.S.S003827 | -33.8631 | 151.2091 | 8 | CS | 3 | ground
24481 | S003867 | 18647 | D.S.S003867 | -33.7969 | 151.182 | 8 | CS | 3 | ground
21953 | S003869 | 18639 | D.S.S003869 | -33.7965 | 151.1793 | 8 | CS | 3 | ground
25978 | S003880 | 15278 | D.S.S003880 | -33.8759 | 151.208 | 8 | CS | 3 | ground
26297 | S003925 | 15473 | D.S.S003925 | -33.8865 | 151.2086 | 8 | CS | 3 | ground
25881 | S003964 | 15232 | D.S.S003964 | -33.8735 | 151.2053 | 8 | CS | 3 | ground
D.S.S003973 | S003973 | 15186 | D.S.S003973 | -33.8703 | 151.2059 | 8 | EC | 0 | chamber
D.S.S003974 | S003974 | 15185 | D.S.S003974 | -33.8703 | 151.2059 | 8 | EC | 0 | chamber
25476 | S003988 | 15039 | D.S.S003988 | -33.8648 | 151.2062 | 8 | CS | 3 | ground
25224 | S004000 | 18916 | D.S.S004000 | -33.8375 | 151.2053 | 8 | CS | 3 | ground
25461 | S004015 | 15053 | D.S.S004015 | -33.8643 | 151.2087 | 8 | CS | 3 | ground
25462 | S004016 | 15061 | D.S.S004016 | -33.8644 | 151.2087 | 8 | CS | 3 | ground
26122 | S004030 | 15318 | D.S.S004030 | -33.876 | 151.2128 | 8 | CS | 3 | ground
25742 | S004038 | 15194 | D.S.S004038 | -33.8688 | 151.2091 | 8 | CS | 3 | ground
25826 | S004039 | 15112 | D.S.S004039 | -33.867 | 151.2045 | 8 | CS | 3 | ground
26129 | S004091 | 15406 | D.S.S004091 | -33.877 | 151.2107 | 8 | CS | 3 | ground
26028 | S004097 | 16909 | D.S.S004097 | -33.8787 | 151.2065 | 8 | Not CS | 0 | ground
26112 | S004098 | 15273 | D.S.S004098 | -33.8744 | 151.2092 | 8 | CS | 3 | ground
24440 | S004102 | 18642 | D.S.S004102 | -33.7958 | 151.1826 | 8 | CS | 3 | ground
25329 | S004119 | 20657 | D.S.S004119 | -33.8437 | 151.2036 | 8 | Not CS | 0 | chamber
23057 | S004126 | 123532109 | D.S.S004126 | -33.8439 | 151.0668 | 8 | Not CS | 0 | chamber
26289 | S004150 | 15476 | D.S.S004150 | -33.8861 | 151.2109 | 8 | CS | 3 | ground
26873 | S004154 | 15597 | D.S.S004154 | -33.8911 | 151.2463 | 8 | CS | 3 | ground
29671 | S004157 | 22936 | D.S.S004157 | -33.8729 | 151.1047 | 8 | CS | 3 | ground
25435 | S004170 | 15079 | D.S.S004170 | -33.8655 | 151.2103 | 8 | CS | 3 | ground
25517 | S004174 | 107452 | D.S.S004174 | -33.8645 | 151.2061 | 8 | Not CS | 0 | chamber
21489 | S004186 | 19056 | D.S.S004186 | -33.7921 | 151.082 | 8 | CS | 3 | ground
25833 | S004190 | 15095 | D.S.S004190 | -33.8674 | 151.2036 | 8 | CS | 3 | ground
25568 | S004199 | 26321 | D.S.S004199 | -33.8672 | 151.192 | 8 | CS | 3 | chamber
25365 | S004200 | 19011 | D.S.S004200 | -33.8481 | 151.2113 | 8 | Not CS | 0 | ground
25398 | S004216 | 15016 | D.S.S004216 | -33.8621 | 151.208 | 8 | Not CS | 0 | ground
25695 | S004224 | 107448 | D.S.S004224 | -33.867 | 151.2077 | 8 | Not CS | 0 | chamber
25964 | S004226 | 15255 | D.S.S004226 | -33.8751 | 151.2056 | 8 | CS | 3 | ground
29939 | S004246 | 22973 | D.S.S004246 | -33.8778 | 151.1057 | 8 | CS | 3 | ground
26951 | S004248 | 15504 | D.S.S004248 | -33.8783 | 151.2223 | 8 | CS | 3 | ground
25138 | S004316 | 18861 | D.S.S004316 | -33.8261 | 151.2024 | 8 | CS | 3 | ground
25140 | S004329 | 18868 | D.S.S004329 | -33.8278 | 151.2026 | 8 | CS | 3 | ground
25819 | S004395 | 15126 | D.S.S004395 | -33.8672 | 151.2061 | 8 | CS | 3 | ground
26208 | S004423 | 15501 | D.S.S004423 | -33.8809 | 151.2195 | 8 | CS | 3 | ground
26288 | S004429 | 15477 | D.S.S004429 | -33.8861 | 151.211 | 8 | CS | 3 | ground
30106 | S004439 | 23025 | D.S.S004439 | -33.8847 | 151.1493 | 8 | Not CS | 0 | ground
25987 | S004462 | 15405 | D.S.S004462 | -33.878 | 151.208 | 8 | CS | 3 | ground
20540 | S004573 | 18508 | D.S.S004573 | -33.7731 | 151.0839 | 8 | CS | 3 | ground
25668 | S004612 | 15115 | D.S.S004612 | -33.8662 | 151.2076 | 8 | CS | 3 | ground
25654 | S004691 | 15285 | D.S.S004691 | -33.8668 | 151.2136 | 8 | CS | 3 | ground
25653 | S004692 | 15284 | D.S.S004692 | -33.8668 | 151.2136 | 8 | CS | 3 | ground
25389 | S004741 | 15010 | D.S.S004741 | -33.8606 | 151.2079 | 8 | CS | 3 | ground
27349 | S004743 | 128820 | D.S.S004743 | -33.9236 | 151.2285 | 8 | CS | 3 | chamber
25496 | S004791 | 871690 | D.S.S004791 | -33.8571 | 151.2054 | 8 | CS | 3 | chamber
25374 | S004807 | 871689 | D.S.S004807 | -33.8561 | 151.207 | 8 | CS | 3 | chamber
26147 | S004927 | 15401 | D.S.S004927 | -33.8771 | 151.2086 | 8 | CS | 3 | ground
25238 | S005051 | 18938 | D.S.S005051 | -33.8381 | 151.2059 | 8 | CS | 3 | ground
25436 | S005054 | 614043 | D.S.S005054 | -33.8626 | 151.2066 | 8 | Not CS | 0 | chamber
27374 | S005228 | 15739 | D.S.S005228 | -33.9163 | 151.2407 | 8 | CS | 3 | ground
26492 | S005255 | 16961 | D.S.S005255 | -33.8761 | 151.1854 | 8 | CS | 3 | ground
27045 | S005277 | 15572 | D.S.S005277 | -33.8868 | 151.2286 | 8 | CS | 3 | ground
23078 | S005324 | 123532263 | D.S.S005324 | -33.8438 | 151.0624 | 8 | Not CS | 0 | ground
26124 | S005380 | 15480 | D.S.S005380 | -33.8772 | 151.2135 | 8 | CS | 3 | ground
26246 | S005404 | 15497 | D.S.S005404 | -33.88 | 151.2137 | 8 | CS | 3 | ground
26224 | S005416 | 214702 | D.S.S005416 | -33.8784 | 151.2107 | 8 | CS | 3 | ground
25734 | S005436 | 26261 | D.S.S005436 | -33.8684 | 151.2103 | 8 | CS | 3 | chamber
26009 | S005485 | 7501621 | D.S.S005485 | -33.8786 | 151.2045 | 8 | Not CS | 0 | chamber
25941 | S005514 | 15381 | D.S.S005514 | -33.8785 | 151.2 | 8 | CS | 3 | ground
26018 | S005556 | 15385 | D.S.S005556 | -33.8803 | 151.2019 | 8 | CS | 3 | ground
26128 | S005616 | 15410 | D.S.S005616 | -33.8773 | 151.2117 | 8 | CS | 3 | ground
25684 | S005622 | 15141 | D.S.S005622 | -33.8669 | 151.2098 | 8 | CS | 3 | ground
24677 | S005632 | 295282176 | D.S.S005632 | -33.8223 | 151.1947 | 8 | CS | 3 | chamber
25396 | S005655 | 15017 | D.S.S005655 | -33.8623 | 151.2088 | 8 | CS | 3 | ground
25971 | S005691 | 15269 | D.S.S005691 | -33.8764 | 151.2053 | 8 | CS | 3 | ground
25855 | S005695 | 15166 | D.S.S005695 | -33.8689 | 151.2044 | 8 | CS | 3 | ground
25524 | S005742 | 15036 | D.S.S005742 | -33.8654 | 151.2043 | 8 | CS | 3 | ground
25387 | S005744 | 257666 | D.S.S005744 | -33.8636 | 151.2136 | 8 | CS | 3 | chamber
26000 | S005765 | 15378 | D.S.S005765 | -33.8779 | 151.2035 | 8 | CS | 3 | ground
24454 | S005884 | 18635 | D.S.S005884 | -33.7948 | 151.1859 | 8 | CS | 3 | ground
26692 | S005894 | 15334 | D.S.S005894 | -33.8724 | 151.2259 | 8 | CS | 3 | ground
27841 | S005943 | 15691 | D.S.S005943 | -33.9129 | 151.208 | 8 | CS | 3 | ground
24745-1 | S005968 | 21481 | D.S.S005968 | -33.8168 | 151.1873 | 30 | CS | 4 | Unknown - could not open
24745-2 | S005968 | 21481 | D.S.S005968 | -33.8167 | 151.1873 | 3 | CS | 2 | Stormwater pit
24745-3 | S005968 | 21481 | D.S.S005968 | -33.8168 | 151.187 | 3 | CS | 2 | Stormwater pit
24745-4 | S005968 | 21481 | D.S.S005968 | -33.8168 | 151.1868 | 3 | CS | 2 | Stormwater pit
25659 | S005980 | 15150 | D.S.S005980 | -33.8668 | 151.2109 | 8 | CS | 3 | ground
25412 | S005997 | 15088 | D.S.S005997 | -33.8632 | 151.2121 | 8 | CS | 3 | ground
25756 | S006017 | 384081143 | D.S.S006017 | -33.8694 | 151.2068 | 8 | Not CS | 0 | chamber
25450 | S006029 | 15029 | D.S.S006029 | -33.8632 | 151.2071 | 8 | Not CS | 0 | ground
26021 | S006043 | 82368481 | D.S.S006043 | -33.8812 | 151.2014 | 8 | Not CS | 0 | chamber
25787 | S006049 | 15228 | D.S.S006049 | -33.8719 | 151.2066 | 8 | CS | 3 | ground
25260 | S006053 | 18940 | D.S.S006053 | -33.8391 | 151.2061 | 8 | CS | 3 | ground
25499 | S006062 | 97421567 | D.S.S006062 | -33.8583 | 151.2018 | 8 | Not CS | 0 | chamber
25966 | S006075 | 15256 | D.S.S006075 | -33.8753 | 151.2045 | 8 | CS | 3 | ground
25828 | S006079 | 15109 | D.S.S006079 | -33.8663 | 151.2049 | 8 | CS | 3 | ground
25384 | S006086 | 114513549 | D.S.S006086 | -33.858 | 151.2154 | 8 | Not CS | 0 | chamber
26136 | S006104 | 15274 | D.S.S006104 | -33.8752 | 151.2095 | 8 | CS | 3 | ground
25424 | S006118 | 15071 | D.S.S006118 | -33.8644 | 151.2119 | 8 | CS | 3 | ground
26902 | S006119 | 15600 | D.S.S006119 | -33.8923 | 151.2466 | 8 | CS | 3 | ground
25739 | S006148 | 15159 | D.S.S006148 | -33.8685 | 151.2087 | 8 | CS | 3 | ground
29693 | S006155 | 22950 | D.S.S006155 | -33.8759 | 151.1011 | 8 | Not CS | 0 | ground
26859 | S006177 | 15613 | D.S.S006177 | -33.8918 | 151.2526 | 8 | CS | 3 | ground
25687 | S006187 | 99303407 | D.S.S006187 | -33.8673 | 151.2086 | 8 | Not CS | 0 | chamber
30039-1 | S006193 | 236231201 | D.S.S006193 | -33.8873 | 151.1592 | 16 | EC | 0 | Under floor
30039-2 | S006193 | 236231201 | D.S.S006193 | -33.8873 | 151.1593 | 16 | EC | 0 | Under floor
25958 | S006198 | 15262 | D.S.S006198 | -33.8751 | 151.2072 | 8 | CS | 4 | ground
25975 | S006220 | 15275 | D.S.S006220 | -33.8754 | 151.2081 | 8 | CS | 3 | ground
26052 | S006223 | 15390 | D.S.S006223 | -33.8824 | 151.2028 | 8 | CS | 3 | ground
25820 | S006232 | 15127 | D.S.S006232 | -33.8674 | 151.2061 | 8 | CS | 3 | ground
25683 | S006237 | 15139 | D.S.S006237 | -33.8666 | 151.2098 | 8 | CS | 3 | ground
25704 | S006255 | 15294 | D.S.S006255 | -33.8692 | 151.2173 | 8 | CS | 3 | ground
26058 | S006260 | 274823 | D.S.S006260 | -33.884 | 151.2037 | 8 | Not CS | 0 | chamber
25401 | S006261 | 15008 | D.S.S006261 | -33.8619 | 151.2069 | 8 | Not CS | 0 | ground
26013 | S006298 | 15387 | D.S.S006298 | -33.8809 | 151.2037 | 8 | CS | 3 | ground
25393 | S006302 | 15015 | D.S.S006302 | -33.862 | 151.2095 | 8 | CS | 3 | ground
25392 | S006303 | 15013 | D.S.S006303 | -33.8619 | 151.2094 | 8 | CS | 3 | ground
25291 | S006308 | 253392 | D.S.S006308 | -33.8408 | 151.2083 | 8 | CS | 3 | chamber
29694 | S006310 | 22951 | D.S.S006310 | -33.876 | 151.1016 | 8 | CS | 3 | ground
26135 | S006311 | 15279 | D.S.S006311 | -33.8765 | 151.2089 | 8 | CS | 3 | ground
25455 | S006326 | 15019 | D.S.S006326 | -33.8625 | 151.2093 | 8 | Not CS | 0 | ground
21946 | S006328 | 18624 | D.S.S006328 | -33.7955 | 151.1787 | 8 | CS | 3 | ground
25512 | S006332 | 15003 | D.S.S006332 | -33.8635 | 151.2037 | 8 | CS | 3 | ground
25513 | S006333 | 15004 | D.S.S006333 | -33.8638 | 151.2038 | 8 | CS | 3 | ground
25698 | S006334 | 15129 | D.S.S006334 | -33.8678 | 151.2069 | 8 | Not CS | 0 | ground
26580 | S006362 | 14771 | D.S.S006362 | -33.8919 | 151.183 | 8 | CS | 3 | ground
25961 | S006374 | 15259 | D.S.S006374 | -33.8744 | 151.206 | 8 | CS | 3 | ground
24466 | S006387 | 18656 | D.S.S006387 | -33.7971 | 151.1848 | 8 | Not CS | 0 | ground
24465 | S006388 | 18654 | D.S.S006388 | -33.7969 | 151.1847 | 8 | Not CS | 0 | ground
25985 | S006404 | 15393 | D.S.S006404 | -33.8774 | 151.2078 | 8 | CS | 3 | ground
25744 | S006405 | 15196 | D.S.S006405 | -33.8691 | 151.2089 | 8 | Not CS | 0 | ground
26146 | S006414 | 15281 | D.S.S006414 | -33.8769 | 151.2086 | 8 | CS | 3 | ground
25391 | S006429 | 15011 | D.S.S006429 | -33.8606 | 151.2083 | 8 | CS | 3 | ground
26687 | S006460 | 15303 | D.S.S006460 | -33.8706 | 151.2252 | 8 | CS | 3 | ground
26137 | S006462 | 15276 | D.S.S006462 | -33.8755 | 151.209 | 8 | CS | 3 | ground
25858 | S006483 | 15175 | D.S.S006483 | -33.8698 | 151.206 | 8 | CS | 3 | ground
25388 | S006486 | 14995 | D.S.S006486 | -33.8598 | 151.2076 | 8 | CS | 3 | ground
26037 | S006495 | 15420 | D.S.S006495 | -33.8798 | 151.205 | 8 | CS | 3 | ground
25950 | S006501 | 383879340 | D.S.S006501 | -33.8747 | 151.2037 | 8 | Not CS | 0 | chamber
25993 | S006510 | 15392 | D.S.S006510 | -33.8783 | 151.2047 | 8 | CS | 3 | ground
25729 | S006524 | 21446 | D.S.S006524 | -33.8691 | 151.2071 | 8 | CS | 3 | chamber
26269 | S006536 | 15434 | D.S.S006536 | -33.8822 | 151.2093 | 8 | CS | 3 | ground
21949 | S006541 | 18629 | D.S.S006541 | -33.7958 | 151.1793 | 8 | CS | 3 | ground
25757 | S006572 | 21447 | D.S.S006572 | -33.8692 | 151.2072 | 8 | CS | 3 | chamber
25745 | S006577 | 15198 | D.S.S006577 | -33.8696 | 151.2094 | 8 | Not CS | 0 | ground
24686 | S006594 | 18846 | D.S.S006594 | -33.8234 | 151.1969 | 8 | CS | 3 | ground
25827 | S006606 | 15094 | D.S.S006606 | -33.8671 | 151.2036 | 8 | CS | 3 | ground
26221 | S006614 | 15416 | D.S.S006614 | -33.8786 | 151.2084 | 8 | CS | 3 | ground
26030 | S006615 | 15399 | D.S.S006615 | -33.8792 | 151.2068 | 8 | CS | 3 | ground
25405 | S006620 | 15087 | D.S.S006620 | -33.8621 | 151.2126 | 8 | CS | 3 | ground
25867 | S006631 | 15179 | D.S.S006631 | -33.8707 | 151.2047 | 8 | CS | 3 | ground
25866 | S006632 | 15178 | D.S.S006632 | -33.8706 | 151.2047 | 8 | CS | 3 | ground
25364 | S006642 | 19019 | D.S.S006642 | -33.8492 | 151.2131 | 8 | CS | 3 | ground
25791 | S006655 | 15236 | D.S.S006655 | -33.8714 | 151.2092 | 8 | CS | 3 | ground
21958 | S006667 | 18648 | D.S.S006667 | -33.7972 | 151.1815 | 8 | Not CS | 0 | ground
26209 | S006675 | 15502 | D.S.S006675 | -33.881 | 151.2193 | 8 | CS | 3 | ground
25373 | S006682 | 14992 | D.S.S006682 | -33.8562 | 151.2088 | 8 | CS | 3 | ground
26138 | S006683 | 15280 | D.S.S006683 | -33.8767 | 151.2091 | 8 | CS | 3 | ground
25808 | S006684 | 15249 | D.S.S006684 | -33.8738 | 151.2082 | 8 | Not CS | 0 | ground
25780 | S006689 | 15212 | D.S.S006689 | -33.8709 | 151.208 | 8 | CS | 3 | ground
24920 | S006694 | 18891 | D.S.S006694 | -33.823 | 151.2405 | 8 | CS | 3 | ground
28101 | S006722 | 15776 | D.S.S006722 | -33.9285 | 151.1886 | 8 | Not CS | 0 | chamber
25868 | S006729 | 16795 | D.S.S006729 | -33.8714 | 151.2048 | 8 | CS | 3 | ground
26118 | S006730 | 15319 | D.S.S006730 | -33.8762 | 151.2128 | 8 | CS | 3 | ground
25831 | S006746 | 15113 | D.S.S006746 | -33.8671 | 151.2052 | 8 | CS | 3 | ground
25264 | S006759 | 18977 | D.S.S006759 | -33.8404 | 151.2068 | 8 | CS | 3 | ground
25834 | S006764 | 15096 | D.S.S006764 | -33.8675 | 151.2036 | 8 | CS | 3 | ground
25847 | S006776 | 15101 | D.S.S006776 | -33.8691 | 151.2038 | 8 | CS | 3 | ground
26911 | S006783 | 15339 | D.S.S006783 | -33.8752 | 151.2238 | 8 | CS | 3 | ground
25970 | S006785 | 15268 | D.S.S006785 | -33.8759 | 151.2053 | 8 | CS | 3 | ground
25982 | S006790 | 21409 | D.S.S006790 | -33.8774 | 151.2061 | 8 | CS | 3 | chamber
25980 | S006793 | 828742 | D.S.S006793 | -33.8766 | 151.2069 | 8 | CS | 3 | chamber
26036 | S006809 | 15426 | D.S.S006809 | -33.881 | 151.2063 | 8 | CS | 3 | ground
26035 | S006810 | 15427 | D.S.S006810 | -33.8809 | 151.2063 | 8 | CS | 3 | ground
25883 | S006812 | 15230 | D.S.S006812 | -33.8733 | 151.2043 | 8 | CS | 3 | ground
25869 | S006814 | 16958 | D.S.S006814 | -33.8715 | 151.2048 | 8 | CS | 3 | ground
26270 | S006817 | 15453 | D.S.S006817 | -33.8829 | 151.2094 | 8 | CS | 3 | ground
26277 | S006818 | 15455 | D.S.S006818 | -33.8835 | 151.209 | 8 | CS | 3 | ground
25454 | S006822 | 15018 | D.S.S006822 | -33.8624 | 151.2097 | 8 | CS | 3 | ground
25466 | S006839 | 15062 | D.S.S006839 | -33.8645 | 151.2097 | 8 | CS | 3 | ground
25502 | S006841 | 14999 | D.S.S006841 | -33.8609 | 151.2034 | 8 | CS | 3 | ground
27125 | S006846 | 15735 | D.S.S006846 | -33.9145 | 151.2404 | 8 | CS | 3 | ground
25251 | S006860 | 18942 | D.S.S006860 | -33.8394 | 151.2077 | 8 | CS | 3 | ground
26399 | S006862 | 15530 | D.S.S006862 | -33.89 | 151.2046 | 8 | CS | 3 | ground
25518 | S006863 | 15034 | D.S.S006863 | -33.8645 | 151.2042 | 8 | Not CS | 0 | ground
25647 | S006865 | 15081 | D.S.S006865 | -33.8656 | 151.2115 | 8 | CS | 3 | ground
25646 | S006866 | 15142 | D.S.S006866 | -33.8657 | 151.2114 | 8 | CS | 3 | ground
25381 | S006869 | 14994 | D.S.S006869 | -33.8585 | 151.2075 | 8 | CS | 3 | ground
26012 | S006872 | 16875 | D.S.S006872 | -33.8801 | 151.2038 | 8 | CS | 3 | ground
26011 | S006873 | 16929 | D.S.S006873 | -33.8801 | 151.2037 | 8 | CS | 3 | ground
25262 | S006879 | 18944 | D.S.S006879 | -33.8395 | 151.2069 | 8 | CS | 3 | ground
25261 | S006880 | 18941 | D.S.S006880 | -33.8394 | 151.2069 | 8 | CS | 3 | ground
26134 | S006912 | 26291 | D.S.S006912 | -33.8764 | 151.2085 | 8 | CS | 3 | chamber
25793 | S006935 | 15240 | D.S.S006935 | -33.8718 | 151.2095 | 8 | CS | 3 | ground
25790 | S006936 | 15241 | D.S.S006936 | -33.872 | 151.2099 | 8 | CS | 3 | ground
25400 | S006953 | 107444 | D.S.S006953 | -33.8616 | 151.2066 | 8 | CS | 3 | ground
25836 | S006954 | 5736786 | D.S.S006954 | -33.8667 | 151.2027 | 8 | Not CS | 0 | chamber
28110 | S006965 | 14729 | D.S.S006965 | -33.9311 | 151.1862 | 8 | CS | 3 | ground
26621 | S006970 | 18599 | D.S.S006970 | -33.8859 | 151.18 | 8 | CS | 3 | ground
25963 | S006972 | 3499610 | D.S.S006972 | -33.8747 | 151.2055 | 8 | Not CS | 0 | chamber
D.S.S006977 | S006977 | 15188 | D.S.S006977 | -33.8707 | 151.2064 | 8 | CS | 4 | chamber
25846 | S006985 | 15125 | D.S.S006985 | -33.8685 | 151.204 | 8 | CS | 3 | ground
25874 | S006994 | 15223 | D.S.S006994 | -33.8717 | 151.2052 | 8 | Not CS | 0 | ground
26964 | S007005 | 15353 | D.S.S007005 | -33.8761 | 151.243 | 8 | CS | 3 | ground
25799 | S007016 | 15250 | D.S.S007016 | -33.8738 | 151.209 | 8 | CS | 3 | ground
25390 | S007021 | 14998 | D.S.S007021 | -33.8597 | 151.2089 | 8 | Not CS | 0 | ground
25913 | S007026 | 18601 | D.S.S007026 | -33.8724 | 151.1975 | 8 | CS | 3 | ground
25657 | S007028 | 15145 | D.S.S007028 | -33.8662 | 151.2102 | 8 | CS | 3 | ground
22141 | S007075 | 18616 | D.S.S007075 | -33.8041 | 151.1458 | 8 | CS | 3 | ground
27748 | S007098 | 15655 | D.S.S007098 | -33.9033 | 151.2119 | 8 | Not CS | 0 | ground
25210 | S007106 | 18918 | D.S.S007106 | -33.8373 | 151.207 | 8 | CS | 3 | ground
25885 | S007110 | 15106 | D.S.S007110 | -33.8714 | 151.2036 | 8 | CS | 3 | ground
25871 | S007111 | 15105 | D.S.S007111 | -33.8713 | 151.2038 | 8 | CS | 3 | ground
25870 | S007112 | 15104 | D.S.S007112 | -33.8713 | 151.2038 | 8 | Not CS | 0 | ground
25908 | S007114 | 15099 | D.S.S007114 | -33.8704 | 151.198 | 8 | Not CS | 0 | ground
21943 | S007131 | 18636 | D.S.S007131 | -33.7957 | 151.1796 | 8 | CS | 3 | ground
25990 | S007136 | 21631 | D.S.S007136 | -33.8779 | 151.2071 | 8 | CS | 3 | chamber
25670 | S007173 | 15116 | D.S.S007173 | -33.8662 | 151.2066 | 8 | Not CS | 0 | ground
26261 | S007187 | 16309 | D.S.S007187 | -33.8836 | 151.2139 | 8 | CS | 3 | chamber
28965 | S007215 | 23079 | D.S.S007215 | -33.8942 | 151.0493 | 8 | CS | 3 | ground
29484 | S007247 | 23171 | D.S.S007247 | -33.9171 | 151.0311 | 8 | CS | 3 | ground
25250 | S007252 | 18955 | D.S.S007252 | -33.8382 | 151.2078 | 8 | Not CS | 0 | ground
25426 | S007281 | 15070 | D.S.S007281 | -33.8643 | 151.2115 | 8 | CS | 3 | ground
26026 | S007298 | 15396 | D.S.S007298 | -33.8784 | 151.2075 | 8 | CS | 3 | ground
26066 | S007357 | 15442 | D.S.S007357 | -33.8835 | 151.202 | 8 | CS | 3 | ground
26059 | S007371 | 21425 | D.S.S007371 | -33.884 | 151.2028 | 8 | Not CS | 0 | chamber
25773 | S007376 | 15288 | D.S.S007376 | -33.8684 | 151.213 | 8 | CS | 3 | ground
21959 | S007423 | 18643 | D.S.S007423 | -33.7971 | 151.18 | 8 | CS | 3 | ground
24901 | S007425 | 18885 | D.S.S007425 | -33.8308 | 151.2234 | 8 | CS | 3 | ground
25732 | S007459 | 15157 | D.S.S007459 | -33.8681 | 151.2088 | 8 | Not CS | 0 | ground
26143 | S007462 | 15412 | D.S.S007462 | -33.8777 | 151.2101 | 8 | Not CS | 0 | ground
25765 | S007463 | 21430 | D.S.S007463 | -33.8701 | 151.2071 | 8 | CS | 3 | chamber
26199 | S007468 | 15505 | D.S.S007468 | -33.879 | 151.2218 | 8 | CS | 3 | ground
25353 | S007482 | 19007 | D.S.S007482 | -33.8468 | 151.2108 | 8 | CS | 3 | ground
26038 | S007490 | 15400 | D.S.S007490 | -33.8797 | 151.206 | 8 | CS | 3 | ground
25977 | S007494 | 15265 | D.S.S007494 | -33.8753 | 151.2075 | 8 | CS | 3 | ground
25972 | S007498 | 15270 | D.S.S007498 | -33.8767 | 151.2045 | 8 | CS | 3 | ground
26044 | S007500 | 15429 | D.S.S007500 | -33.8816 | 151.2044 | 8 | CS | 3 | ground
D.S.S007525-1 | S007525 | 214700 | D.S.S007525 | -33.879 | 151.2116 | 8 | CS | 3 | chamber
29717 | S007528 | 22906 | D.S.S007528 | -33.8714 | 151.093 | 8 | Not CS | 0 | ground
26045 | S007563 | 98815 | D.S.S007563 | -33.8837 | 151.2045 | 8 | Not CS | 0 | chamber
25520 | S007593 | 274821 | D.S.S007593 | -33.8644 | 151.2046 | 8 | CS | 3 | chamber
25478 | S007594 | 296287 | D.S.S007594 | -33.864 | 151.2078 | 8 | CS | 3 | chamber
D.S.S007641-1 | S007641 | 343526 | D.S.S007641 | -33.8495 | 151.2152 | 8 | CS | 3 | chamber
26545 | S007653 | 420813 | D.S.S007653 | -33.8883 | 151.1836 | 8 | CS | 3 | chamber
26548 | S007654 | 300588 | D.S.S007654 | -33.8896 | 151.1839 | 8 | CS | 3 | chamber
24899 | S007673 | 334945 | D.S.S007673 | -33.8304 | 151.2221 | 8 | CS | 3 | chamber
25434 | S007678 | 7488740 | D.S.S007678 | -33.8652 | 151.2106 | 8 | Not CS | 0 | ground
25843 | S007709 | 330641 | D.S.S007709 | -33.8679 | 151.2023 | 8 | CS | 3 | chamber
25844 | S007710 | 330642 | D.S.S007710 | -33.8681 | 151.2018 | 8 | CS | 3 | chamber
25433 | S007724 | 7840851 | D.S.S007724 | -33.8651 | 151.2104 | 8 | Not CS | 0 | ground
21942 | S007780 | 403686 | D.S.S007780 | -33.7958 | 151.1817 | 8 | Not CS | 0 | chamber
19411 | S007795 | 515302 | D.S.S007795 | -33.7031 | 151.1001 | 8 | CS | 3 | chamber
25503 | S007818 | 2348818 | D.S.S007818 | -33.8614 | 151.2031 | 8 | Not CS | 0 | chamber
25955 | S007842 | 3929010 | D.S.S007842 | -33.8743 | 151.2076 | 8 | Not CS | 0 | chamber
27669 | S007892 | 343521 | D.S.S007892 | -33.9022 | 151.2074 | 8 | Not CS | 0 | chamber
26048 | S007898 | 1318261 | D.S.S007898 | -33.8827 | 151.2016 | 8 | CS | 3 | chamber
26049 | S007899 | 1318262 | D.S.S007899 | -33.8827 | 151.2016 | 8 | CS | 3 | chamber
25850 | S007901 | 687040 | D.S.S007901 | -33.8702 | 151.2039 | 8 | Not CS | 0 | chamber
26866 | S007991 | 1623141 | D.S.S007991 | -33.8934 | 151.2515 | 8 | Not CS | 0 | chamber
26865 | S007992 | 1623142 | D.S.S007992 | -33.8934 | 151.2515 | 8 | Not CS | 0 | chamber
26851 | S007993 | 1623140 | D.S.S007993 | -33.8909 | 151.2513 | 8 | Not CS | 0 | chamber
26850 | S007994 | 1623139 | D.S.S007994 | -33.8909 | 151.2515 | 8 | Not CS | 0 | chamber
26228 | S007998 | 8862819 | D.S.S007998 | -33.879 | 151.2095 | 8 | Not CS | 0 | chamber
25378 | S007999 | 639806 | D.S.S007999 | -33.8567 | 151.2087 | 8 | CS | 3 | ground
24707 | S008079 | 764332 | D.S.S008079 | -33.8235 | 151.1927 | 8 | CS | 3 | chamber
25415 | S008117 | 6754463 | D.S.S008117 | -33.8626 | 151.2128 | 8 | Not CS | 0 | chamber
D.S.S008173-1 | S008173 | 3469553 | D.S.S008173 | -33.8922 | 151.2501 | 8 | Not CS | 0 | chamber
25968 | S008186 | 3276322 | D.S.S008186 | -33.8756 | 151.2041 | 8 | Not CS | 0 | ground
25838 | S008213 | 6337946 | D.S.S008213 | -33.8668 | 151.2022 | 8 | Not CS | 0 | chamber
25837 | S008214 | 1859305 | D.S.S008214 | -33.8668 | 151.2018 | 8 | Not CS | 0 | chamber
26016 | S008230 | 93681276 | D.S.S008230 | -33.8811 | 151.2025 | 8 | Not CS | 0 | chamber
22523 | S008281 | 1979538 | D.S.S008281 | -33.8359 | 151.0839 | 8 | Not CS | 0 | chamber
22521 | S008283 | 1979539 | D.S.S008283 | -33.8349 | 151.0846 | 8 | Not CS | 0 | chamber
25662 | S008329 | 2439011 | D.S.S008329 | -33.8666 | 151.212 | 8 | Not CS | 0 | chamber
25661 | S008330 | 2439012 | D.S.S008330 | -33.8666 | 151.2118 | 8 | Not CS | 0 | chamber
25755 | S008375 | 6312181 | D.S.S008375 | -33.8706 | 151.2087 | 8 | Not CS | 0 | ground
25840 | S008385 | 7334160 | D.S.S008385 | -33.867 | 151.2032 | 8 | Not CS | 0 | chamber
26891 | S008436 | 2159889 | D.S.S008436 | -33.8935 | 151.249 | 8 | Not CS | 0 | chamber
25969 | S008442 | 5414740 | D.S.S008442 | -33.8757 | 151.2056 | 8 | Not CS | 0 | chamber
25746 | S008443 | 6312182 | D.S.S008443 | -33.8697 | 151.2085 | 8 | Not CS | 0 | ground
25692 | S008543 | 107023714 | D.S.S008543 | -33.8667 | 151.207 | 8 | Not CS | 0 | chamber
22510 | S008552 | 2563531 | D.S.S008552 | -33.8352 | 151.0873 | 8 | Not CS | 0 | chamber
22509 | S008553 | 2563530 | D.S.S008553 | -33.8351 | 151.0873 | 8 | Not CS | 0 | chamber
26149 | S008741 | 3409436 | D.S.S008741 | -33.8781 | 151.2084 | 8 | Not CS | 0 | chamber
25236 | S008759 | 3641336 | D.S.S008759 | -33.838 | 151.206 | 8 | Not CS | 0 | chamber
25852 | S008807 | 119023174 | D.S.S008807 | -33.8685 | 151.2047 | 8 | Not CS | 0 | chamber
26039 | S008828 | 5835546 | D.S.S008828 | -33.8802 | 151.2057 | 8 | Not CS | 0 | chamber
26557 | S008838 | 5552142 | D.S.S008838 | -33.8888 | 151.1933 | 8 | Not CS | 0 | ground
25822 | S008861 | 2739573 | D.S.S008861 | -33.8678 | 151.2058 | 8 | Not CS | 0 | chamber
25887 | S008919 | 3100268 | D.S.S008919 | -33.8729 | 151.2029 | 8 | Not CS | 0 | ground
32756 | S009078 | 23520 | D.S.S009078 | -34.0355 | 151.1006 | 8 | Not CS | 0 | ground
32759 | S009080 | 23521 | D.S.S009080 | -34.0356 | 151.1007 | 8 | Not CS | 0 | ground
32711 | S009363 | 23529 | D.S.S009363 | -34.0429 | 151.1221 | 8 | Not CS | 0 | ground
30843 | S010531 | 23380 | D.S.S010531 | -33.9497 | 151.1247 | 8 | Not CS | 0 | ground
31124 | S010602 | 23419 | D.S.S010602 | -33.9657 | 151.1012 | 8 | Not CS | 0 | ground
30936 | S010606 | 23409 | D.S.S010606 | -33.962 | 151.1332 | 8 | CS | 3 | ground
31116 | S010632 | 23425 | D.S.S010632 | -33.9668 | 151.105 | 8 | Not CS | 0 | ground
31813 | S010647 | 23451 | D.S.S010647 | -33.9775 | 151.0808 | 8 | Not CS | 0 | ground
30855 | S010727 | 23385 | D.S.S010727 | -33.953 | 151.139 | 8 | Not CS | 0 | ground
30934 | S010790 | 23410 | D.S.S010790 | -33.9633 | 151.135 | 8 | Not CS | 0 | ground
30935 | S010791 | 23411 | D.S.S010791 | -33.9634 | 151.1351 | 8 | CS | 3 | ground
31050 | S010797 | 23418 | D.S.S010797 | -33.9647 | 151.0948 | 8 | CS | 3 | ground
31086 | S010823 | 23423 | D.S.S010823 | -33.9657 | 151.1064 | 8 | Not CS | 0 | ground
14415 | S011037 | 3419 | D.S.S011037 | -33.4285 | 151.3396 | 1 | CS | 2 | Cable Pit
14408 | S011172 | 3426 | D.S.S011172 |  |  | 16 | EC | 0 | Under floor
18920 | S015264 | 19159 | D.S.S015264 | -33.7048 | 151.2142 | 8 | CS | 3 | ground
18913 | S015400 | 19158 | D.S.S015400 | -33.7035 | 151.2094 | 8 | CS | 3 | ground
24336 | S016345 | 18824 | D.S.S016345 | -33.7994 | 151.2857 | 8 | Not CS | 0 | ground
24380 | S016408 | 18821 | D.S.S016408 | -33.7997 | 151.2846 | 8 | CS | 3 | ground
24334 | S016658 | 386546 | D.S.S016658 | -33.799 | 151.2864 | 8 | CS | 3 | chamber
26142 | S035063 | 7153805 | D.S.S035063 | -33.8773 | 151.2101 | 8 | Not CS | 0 | chamber
21964 | S035214 | 5912840 | D.S.S035214 | -33.7977 | 151.1812 | 8 | CS | 3 | ground
26555 | S035316 | 6110370 | D.S.S035316 | -33.887 | 151.1907 | 8 | Not CS | 0 | chamber
26108 | S035352 | 18133 | D.S.S035352 | -33.8846 | 151.1955 | 8 | Not CS | 0 | ground
21630 | S035427 | 6685758 | D.S.S035427 | -33.8133 | 151.1056 | 8 | Not CS | 0 | chamber
21619 | S035428 | 6647112 | D.S.S035428 | -33.811 | 151.1061 | 8 | Not CS | 0 | chamber
21620 | S035430 | 6505415 | D.S.S035430 | -33.8112 | 151.1066 | 8 | Not CS | 0 | chamber
21625 | S035431 | 6316502 | D.S.S035431 | -33.8118 | 151.1075 | 8 | Not CS | 0 | chamber
26424 | S036229 | 8218718 | D.S.S036229 | -33.8923 | 151.1999 | 8 | Not CS | 0 | ground
26196 | S046974 | 8192975 | D.S.S046974 | -33.8785 | 151.2217 | 8 | Not CS | 0 | chamber
26363 | S048270 | 8184385 | D.S.S048270 | -33.8854 | 151.2003 | 8 | Not CS | 0 | chamber
26092 | S048445 | 9068933 | D.S.S048445 | -33.8839 | 151.1996 | 8 | Not CS | 0 | chamber
26804 | S048628 | 15630 | D.S.S048628 | -33.8894 | 151.2724 | 8 | Not CS | 0 | chamber
26531 | S048724 | 8922932 | D.S.S048724 | -33.8875 | 151.1838 | 8 | Not CS | 0 | chamber
30862 | S048825 | 104750503 | D.S.S048825 | -33.955 | 151.1382 | 8 | Not CS | 0 | chamber
24470 | S049284 | 106035256 | D.S.S049284 | -33.7977 | 151.1861 | 8 | Not CS | 0 | chamber
21941 | S049416 | 8399076 | D.S.S049416 | -33.7952 | 151.1811 | 8 | Not CS | 0 | chamber
27153 | S050119 | 9116162 | D.S.S050119 | -33.9075 | 151.228 | 8 | Not CS | 0 | chamber
32751 | S061006 | 94140542 | D.S.S061006 | -34.0348 | 151.101 | 8 | Not CS | 0 | chamber
31547 | S061162 | 98083612 | D.S.S061162 | -33.953 | 151.0137 | 8 | Not CS | 0 | chamber
27759 | S061182 | 75111998 | D.S.S061182 | -33.9051 | 151.2136 | 8 | Not CS | 0 | chamber
27760 | S061183 | 75112001 | D.S.S061183 | -33.9053 | 151.2136 | 8 | Not CS | 0 | chamber
26381 | S062778 | 101268311 | D.S.S062778 | -33.8851 | 151.2016 | 8 | Not CS | 0 | chamber
26358 | S063321 | 97742079 | D.S.S063321 | -33.885 | 151.1989 | 8 | Not CS | 0 | chamber
21968-1 | S064165 | 99048401 | D.S.S064165 | -33.7982 | 151.1801 | 16 | EC | 0 | Under floor
21968-2 | S064165 | 99048401 | D.S.S064165 | -33.7984 | 151.1805 | 16 | EC | 0 | Under floor
25220 | S064403 | 108030927 | D.S.S064403 | -33.8368 | 151.2062 | 8 | Not CS | 0 | chamber
25221 | S064404 | 108095625 | D.S.S064404 | -33.8368 | 151.2063 | 8 | Not CS | 0 | chamber
26861 | S064880 | 111701002 | D.S.S064880 | -33.892 | 151.252 | 8 | Not CS | 0 | chamber
24122-1 | S065754 | 384042485 | D.S.S065754 | -33.7793 | 151.2923 | 16 | EC | 0 | Under floor
24122-2 | S065754 | 384042485 | D.S.S065754 | -33.7793 | 151.2922 | 16 | EC | 0 | Under floor
24122-3 | S065754 | 384042485 | D.S.S065754 | -33.7793 | 151.2923 | 16 | EC | 0 | Under floor
23315-1 | S077664 | 383965244 | D.S.S077664 | -33.8644 | 151.0444 | 8 | Not CS | 0 | chamber
23315-2 | S077664 | 383965244 | D.S.S077664 | -33.8645 | 151.0444 | 16 | EC | 0 | Under floor

## Pits
Extrapolation data – field validation is needed |  | Register last updated 20/01/2026, please check you have the most recent version from the wire.
General
Unique ID | Ausgrid Unique_GIS | SAP identifier | Ausgrid GIS Known As | Latitude | Longitude | PIT | Space classification | Overall Risk Level | Type of space
0 | 113533367 |  | AH00000 | -32.0527 | 150.8679 | 1 | CS | 2 | Standard
1 | 113536717 |  | AJ00000 | -32.2044 | 150.8942 | 1 | CS | 4 | Preformed
2 | 113536712 |  | AJ00000 | -32.2043 | 150.8935 | 1 | CS | 4 | Preformed
3 | 113533717 |  | AK00000 | -32.2582 | 150.889 | 1 | CS | 4 | Standard
4 | 113533722 |  | AK00000 | -32.2582 | 150.8892 | 1 | CS | 4 | Standard
5 | 113538857 |  | AK00000 | -32.2586 | 150.8895 | 1 | CS | 4 | Standard
6 | 113538797 |  | AK00000 | -32.2633 | 150.8899 | 1 | CS | 2 | Standard
7 | 113538792 |  | AK00000 | -32.2633 | 150.8897 | 1 | CS | 4 | Preformed
8 | 113538802 |  | AK00000 | -32.2637 | 150.8903 | 1 | CS | 4 | Preformed
9 | 113537942 |  | AK00000 | -32.263 | 150.8876 | 1 | CS | 4 | Standard
10 | 113534912 |  | AK00000 | -32.2631 | 150.8881 | 1 | CS | 4 | Standard
11 | 113538662 |  | AK00000 | -32.2638 | 150.8889 | 1 | CS | 2 | Standard
12 | 113534347 |  | AK00000 | -32.2644 | 150.8888 | 1 | CS | 4 | Standard
13 | 113534352 |  | AK00000 | -32.2644 | 150.8885 | 1 | CS | 4 | Standard
14 | 113533777 |  | AK00000 | -32.2658 | 150.8892 | 1 | CS | 4 | Standard
15 | 113539082 |  | AK00000 | -32.2659 | 150.8889 | 1 | CS | 2 | Standard
16 | 113539067 |  | AK00000 | -32.2661 | 150.8895 | 1 | CS | 2 | Standard
17 | 113539087 |  | AK00000 | -32.2663 | 150.8896 | 1 | CS | 2 | Standard
18 | 113539092 |  | AK00000 | -32.2664 | 150.8894 | 1 | CS | 4 | Standard
19 | 113539062 |  | AK00000 | -32.2665 | 150.8898 | 1 | CS | 2 | Standard
20 | 113538992 |  | AK00000 | -32.2712 | 150.8897 | 1 | CS | 4 | Standard
21 | 113538937 |  | AK00000 | -32.2687 | 150.8875 | 1 | CS | 2 | Standard
22 | 113538927 |  | AK00000 | -32.2686 | 150.8871 | 1 | CS | 4 | Standard
23 | 113538932 |  | AK00000 | -32.2685 | 150.8873 | 1 | CS | 4 | Standard
24 | 113538942 |  | AK00000 | -32.2688 | 150.8872 | 1 | CS | 2 | Standard
25 | 113538947 |  | AK00000 | -32.2689 | 150.8876 | 1 | CS | 4 | Standard
26 | 113538957 |  | AK00000 | -32.269 | 150.8877 | 1 | CS | 2 | Standard
27 | 113538952 |  | AK000NR | -32.2691 | 150.8875 | 1 | CS | 4 | Standard
28 | 113538967 |  | AK00000 | -32.2694 | 150.8877 | 1 | CS | 2 | Standard
29 | 113538962 |  | AK00000 | -32.2692 | 150.888 | 1 | CS | 1 | Standard
30 | 113538977 |  | AK00000 | -32.2698 | 150.888 | 1 | CS | 4 | Standard
31 | 113538972 |  | AK00000 | -32.2696 | 150.8883 | 1 | CS | 4 | Standard
32 | 113538982 |  | AK00000 | -32.2699 | 150.8882 | 1 | CS | 2 | Standard
33 | 113539027 |  | AK00000 | -32.2699 | 150.8886 | 1 | CS | 4 | Standard
34 | 113538987 |  | AK00000 | -32.2703 | 150.8889 | 1 | CS | 4 | Standard
35 | 113539037 |  | AK00000 | -32.2703 | 150.8885 | 1 | CS | 4 | Standard
36 | 113539032 |  | AK00000 | -32.27 | 150.8883 | 1 | CS | 4 | Standard
37 | 113537972 |  | AK00000 | -32.2707 | 150.8893 | 1 | CS | 4 | Standard
38 | 113539047 |  | AK00000 | -32.2709 | 150.889 | 1 | CS | 4 | Standard
39 | 113539052 |  | AK00000 | -32.2712 | 150.8893 | 1 | CS | 2 | Standard
40 | 113539042 |  | AK00000 | -32.2706 | 150.8888 | 1 | CS | 4 | Standard
41 | 113539097 |  | AK00000 | -32.2814 | 150.8965 | 1 | CS | 4 | Standard
42 | 113539002 |  | AK00000 | -32.2713 | 150.8898 | 1 | CS | 2 | Standard
43 | 113538997 |  | AK00000 | -32.2713 | 150.8895 | 1 | CS | 4 | Standard
44 | 113539012 |  | AK00000 | -32.2718 | 150.8904 | 1 | CS | 4 | Standard
45 | 113539007 |  | AK00000 | -32.2715 | 150.89 | 1 | CS | 4 | Standard
46 | 101150403 |  | AK00000 | -32.2955 | 150.8761 | 2 | CS | 4 | Comms
47 | 1859302 |  | IR00000 | -32.7678 | 151.6312 | 1 | CS | 1 | Preformed
48 | 1859303 |  | IR00000 | -32.7676 | 151.6316 | 1 | CS | 1 | Preformed
49 | 295379979 |  | IR00000 | -32.7686 | 151.5998 | 1 | CS | 1 | Standard
50 | 295379978 |  | IR00000 | -32.7694 | 151.5994 | 1 | CS | 1 | Standard
51 | 113539112 |  | HR00000 | -32.7313 | 151.5536 | 1 | CS | 1 | Preformed
52 | 113539117 |  | HR00000 | -32.7305 | 151.5531 | 1 | CS | 2 | Standard
53 | 113539102 |  | HR00000 | -32.7321 | 151.5533 | 1 | CS | 1 | Preformed
54 | 113539107 |  | HR00000 | -32.7344 | 151.5562 | 1 | CS | 1 | Preformed
55 | 72186121 |  | FQ00000 | -32.661 | 151.3443 | 15 | CS | 4 | Joint Bay
56 | 113536252 |  | FQ00000 | -32.6633 | 151.3511 | 1 | CS | 1 | Preformed
57 | 113536257 |  | FQ00000 | -32.6645 | 151.351 | 1 | CS | 1 | Preformed
58 | 295379977 |  | FQ00000 | -32.6688 | 151.3518 | 2 | CS | 1 | Comms
59 | 295379973 |  | FQ00000 | -32.6671 | 151.3519 | 2 | CS | 1 | Comms
60 | 295379976 |  | FQ00000 | -32.6704 | 151.352 | 2 | CS | 1 | Comms
61 | 295379975 |  | FQ00000 | -32.6747 | 151.3509 | 2 | CS | 1 | Comms
62 | 295379972 |  | FQ00000 | -32.6755 | 151.3501 | 2 | CS | 1 | Comms
63 | 295379974 |  | FQ00000 | -32.6746 | 151.3505 | 2 | CS | 4 | Comms
64 | 113535912 |  | GR00000 | -32.71 | 151.4238 | 1 | CS | 1 | Preformed
65 | 113535377 |  | FR00000 | -32.7507 | 151.3407 | 1 | CS | 1 | Preformed
66 | 113535382 |  | FS00000 | -32.7846 | 151.3466 | 1 | CS | 1 | Preformed
68 | 77531693 |  | MWPIT0A | -32.7377 | 151.875 | 1 | CS | 1 | Unknown
69 | 113533822 |  | KR00000 | -32.7337 | 151.8602 | 1 | CS | 1 | Unknown
70 | 113536937 |  | JS00000 | -32.8154 | 151.765 | 1 | CS | 1 | Unknown
71 | 113534282 |  | JS00000 | -32.8155 | 151.7649 | 1 | CS | 1 | Unknown
72 | 910329 |  | KS00000 | -32.809 | 151.8463 | 1 | CS | 2 | Unknown
73 | 78607972 |  | KSPIT0B | -32.8198 | 151.8372 | 1 | CS | 1 | Unknown
74 | 78607843 |  | KSPIT0A | -32.8204 | 151.8379 | 1 | CS | 1 | Unknown
75 | 2138412 |  | KT00000 | -32.8814 | 151.771 | 15 | CS | 2 | Joint Bay
76 | 113538092 |  | JT00000 | -32.903 | 151.7684 | 1 | CS | 1 | Preformed
77 | 113533827 |  | KU00000 | -32.9278 | 151.788 | 1 | CS | 1 | Preformed
78 | 113538097 |  | JU00000 | -32.9195 | 151.7596 | 1 | CS | 1 | Preformed
79 | 113533762 |  | JU00000 | -32.926 | 151.7619 | 1 | CS | 1 | Preformed
80 | 661276 |  | JU00000 | -32.9258 | 151.7604 | 15 | CS | 3 | Joint Bay
81 | 113538142 |  | JU00000 | -32.9261 | 151.7603 | 1 | CS | 1 | Preformed
82 | 113538147 |  | JU00000 | -32.926 | 151.7602 | 1 | CS | 1 | Preformed
83 | 113538152 |  | JU00000 | -32.9262 | 151.7602 | 1 | CS | 1 | Preformed
84 | 113538102 |  | JU00000 | -32.924 | 151.7541 | 1 | CS | 1 | Preformed
85 | 113538107 |  | JU00000 | -32.924 | 151.7563 | 1 | CS | 1 | Preformed
86 | 113538137 |  | JU00000 | -32.9277 | 151.7689 | 1 | CS | 1 | Preformed
87 | 113538132 |  | JU00000 | -32.9279 | 151.7689 | 1 | CS | 1 | Preformed
88 | 113534357 |  | KU00000 | -32.9293 | 151.7752 | 1 | CS | 1 | Preformed
89 | 880270 |  | KU00000 | -32.9301 | 151.7756 | 15 | CS | 2 | Joint Bay
90 | 657000 |  | KU00000 | -32.9301 | 151.7756 | 15 | CS | 2 | Joint Bay
91 | 113533772 |  | JU00000 | -32.9267 | 151.7639 | 1 | CS | 1 | Preformed
92 | 113533767 |  | JU00000 | -32.9265 | 151.7631 | 1 | CS | 1 | Preformed
93 | 113538127 |  | JU00000 | -32.9274 | 151.7654 | 1 | CS | 1 | Preformed
94 | 113538122 |  | JU00000 | -32.9276 | 151.7654 | 1 | CS | 1 | Preformed
95 | 113538117 |  | JU00000 | -32.9276 | 151.7653 | 1 | CS | 1 | Preformed
96 | 113538112 |  | JU00000 | -32.9276 | 151.7654 | 1 | CS | 1 | Preformed
97 | 113538212 |  | JU00000 | -32.9285 | 151.7665 | 1 | CS | 1 | Preformed
98 | 113533792 |  | JT00000 | -32.8699 | 151.7176 | 1 | CS | 1 | Preformed
99 | 113533787 |  | JT00000 | -32.8701 | 151.7174 | 1 | CS | 1 | Preformed
100 | 113533782 |  | JT00000 | -32.8701 | 151.7175 | 1 | CS | 1 | Preformed
101 | 113534572 |  | JT00000 | -32.8731 | 151.7117 | 1 | CS | 1 | Preformed
103 | 85056031 |  | JU00000 | -32.9122 | 151.7315 | 2 | CS | 1 | Comms
104 | 113538207 |  | JU00000 | -32.9318 | 151.7478 | 1 | CS | 1 | Preformed
105 | 113538197 |  | JU00000 | -32.9341 | 151.7471 | 1 | CS | 1 | Preformed
106 | 1885067 |  | JU00000 | -32.9338 | 151.7356 | 1 | CS | 1 | Preformed
107 | 1885069 |  | JU00000 | -32.9351 | 151.7355 | 1 | CS | 1 | Preformed
108 | 113538202 |  | JU00000 | -32.9333 | 151.7406 | 1 | Not CS | 0 | Preformed
109 | 2164178 |  | JU00000 | -32.9361 | 151.7358 | 15 | CS | 2 | Joint Bay
110 | 2486226 |  | JU00000 | -32.9382 | 151.7351 | 15 | CS | 2 | Joint Bay
111 | 2224320 |  | JU00000 | -32.9378 | 151.7346 | 15 | CS | 2 | Joint Bay
112 | 2224319 |  | JU00000 | -32.9377 | 151.7321 | 15 | CS | 2 | Joint Bay
113 | 2224312 |  | JU00000 | -32.9374 | 151.7295 | 15 | CS | 2 | Joint Bay
114 | 2224313 |  | JU00000 | -32.9374 | 151.7293 | 15 | CS | 2 | Joint Bay
115 | 2224311 |  | JU00000 | -32.9373 | 151.7292 | 15 | CS | 2 | Joint Bay
116 | 2224310 |  | JU00000 | -32.9373 | 151.7287 | 15 | CS | 2 | Joint Bay
117 | 2855510 |  | JUFIBRE | -32.9389 | 151.7292 | 2 | CS | 1 | Comms
118 | 113533202 |  | JT00000 | -32.901 | 151.6858 | 1 | CS | 1 | Preformed
119 | 113533197 |  | JT00000 | -32.901 | 151.6854 | 1 | CS | 1 | Preformed
120 | 113533187 |  | JT00000 | -32.9008 | 151.6848 | 1 | CS | 1 | Preformed
121 | 113533192 |  | JT00000 | -32.9008 | 151.6849 | 1 | CS | 1 | Preformed
122 | 113533182 |  | JT00000 | -32.9009 | 151.6848 | 1 | Not CS | 0 | Preformed
123 | 113533117 |  | JT00000 | -32.9023 | 151.6836 | 1 | Not CS | 0 | Preformed
124 | 113533167 |  | JT00000 | -32.9012 | 151.6847 | 1 | CS | 1 | Preformed
125 | 113533172 |  | JT00000 | -32.9013 | 151.6847 | 1 | CS | 1 | Preformed
126 | 113533177 |  | JT00000 | -32.9014 | 151.6847 | 1 | CS | 1 | Preformed
127 | 113533162 |  | JT00000 | -32.9013 | 151.6845 | 1 | Not CS | 0 | Preformed
128 | 113533112 |  | JT00000 | -32.9014 | 151.6839 | 1 | Not CS | 0 | Preformed
129 | 113538017 |  | JT00000 | -32.9014 | 151.6839 | 1 | CS | 1 | Preformed
130 | 113533232 |  | JT00000 | -32.9015 | 151.6855 | 1 | CS | 1 | Preformed
131 | 113533237 |  | JT00000 | -32.9015 | 151.6856 | 1 | CS | 1 | Preformed
132 | 113533122 |  | JT00000 | -32.9023 | 151.684 | 1 | Not CS | 0 | Preformed
133 | 113533152 |  | JT00000 | -32.9024 | 151.6842 | 1 | CS | 1 | Preformed
134 | 113533147 |  | JT00000 | -32.9026 | 151.6842 | 1 | CS | 1 | Preformed
135 | 113533142 |  | JT00000 | -32.9025 | 151.6845 | 1 | CS | 1 | Preformed
136 | 113533137 |  | JT00000 | -32.9025 | 151.6843 | 1 | CS | 1 | Preformed
137 | 113533127 |  | JT00000 | -32.9028 | 151.684 | 1 | CS | 1 | Preformed
138 | 113533267 |  | JT00000 | -32.9029 | 151.684 | 1 | Not CS | 0 | Preformed
139 | 113533132 |  | JT00000 | -32.9029 | 151.6842 | 1 | CS | 1 | Preformed
140 | 113533017 |  | JT00000 | -32.903 | 151.6857 | 1 | CS | 1 | Preformed
141 | 113533022 |  | JT00000 | -32.9035 | 151.6858 | 1 | CS | 1 | Preformed
142 | 113533027 |  | JT00000 | -32.9039 | 151.6857 | 1 | CS | 1 | Preformed
143 | 113533262 |  | JT00000 | -32.9043 | 151.6855 | 1 | CS | 1 | Preformed
144 | 113533242 |  | JT00000 | -32.9044 | 151.6851 | 1 | CS | 1 | Preformed
145 | 113533247 |  | JT00000 | -32.905 | 151.685 | 1 | CS | 1 | Preformed
146 | 113533252 |  | JT00000 | -32.9052 | 151.6845 | 1 | CS | 1 | Preformed
147 | 113413170 |  | IU00000 | -32.9142 | 151.6598 | 1 | CS | 1 | Preformed
148 | 113413175 |  | IU00000 | -32.9142 | 151.6598 | 1 | CS | 1 | Preformed
149 | 113413180 |  | IU00000 | -32.9142 | 151.6598 | 1 | CS | 1 | Preformed
150 | 113536187 |  | IU00000 | -32.9148 | 151.6586 | 1 | CS | 1 | Preformed
151 | 113533007 |  | JT00000 | -32.9004 | 151.6869 | 1 | CS | 1 | Preformed
152 | 113537312 |  | JT00000 | -32.9006 | 151.6874 | 1 | CS | 1 | Preformed
153 | 113537307 |  | JT00000 | -32.9007 | 151.6875 | 1 | CS | 1 | Preformed
154 | 113537302 |  | JT00000 | -32.9008 | 151.6875 | 1 | CS | 1 | Preformed
155 | 113533012 |  | JT00000 | -32.9001 | 151.6868 | 1 | CS | 1 | Preformed
156 | 113533002 |  | JT00000 | -32.9002 | 151.6863 | 1 | CS | 2 | Preformed
157 | 113532997 |  | JT00000 | -32.9005 | 151.6863 | 1 | CS | 1 | Preformed
158 | 113532992 |  | JT00000 | -32.9008 | 151.6868 | 1 | CS | 1 | Preformed
159 | 113533217 |  | JT00000 | -32.9009 | 151.6863 | 1 | CS | 1 | Preformed
160 | 113533222 |  | JT00000 | -32.901 | 151.6863 | 1 | CS | 2 | Preformed
161 | 113533212 |  | JT00000 | -32.901 | 151.6862 | 1 | CS | 1 | Preformed
162 | 113538022 |  | JT00000 | -32.9003 | 151.686 | 1 | CS | 1 | Preformed
163 | 113533207 |  | JT00000 | -32.901 | 151.686 | 1 | CS | 1 | Preformed
164 | 113533227 |  | JT00000 | -32.9013 | 151.6863 | 1 | CS | 1 | Preformed
165 | 113533272 |  | JT00000 | -32.9029 | 151.6861 | 1 | CS | 1 | Preformed
166 | 113538032 |  | JT00000 | -32.9025 | 151.687 | 1 | CS | 1 | Preformed
167 | 113538027 |  | JT00000 | -32.9013 | 151.6881 | 1 | CS | 1 | Preformed
168 | 95278590 |  | JU00000 | -32.9216 | 151.7015 | 2 | CS | 1 | Comms
169 | 113533832 |  | IU00000 | -32.936 | 151.6592 | 1 | CS | 1 | Preformed
170 | 2915631 |  | JU00000 | -32.9588 | 151.6941 | 1 | CS | 1 | Preformed
171 | 2554945 |  | JU00000 | -32.9588 | 151.694 | 2 | CS | 4 | Comms
172 | 2924214 |  | JU00000 | -32.9608 | 151.6964 | 15 | CS | 4 | Joint Bay
173 | 2104067 |  | JV00000 | -32.9769 | 151.7181 | 1 | CS | 4 | Preformed
174 | 2104066 |  | JV00000 | -32.977 | 151.7154 | 1 | CS | 1 | Preformed
175 | 113534292 |  | IV00000 | -33.0092 | 151.6727 | 2 | CS | 4 | Comms
176 | 113534582 |  | JV00000 | -33.0181 | 151.6857 | 1 | CS | 3 | Preformed
177 | 113535387 |  | FS00000 | -32.8034 | 151.3494 | 1 | CS | 1 | Preformed
178 | 113535392 |  | FS00000 | -32.8054 | 151.3487 | 1 | CS | 1 | Preformed
179 | 113534432 |  | GS00000 | -32.8359 | 151.4512 | 1 | CS | 1 | Preformed
180 | 103129478 |  | HS00000 | -32.8055 | 151.5002 | 2 | CS | 1 | Comms
181 | 2980044 |  | HS00000 | -32.8245 | 151.5133 | 15 | CS | 2 | Joint Bay
182 | 2846929 |  | HS00000 | -32.8198 | 151.5057 | 15 | CS | 2 | Joint Bay
183 | 2980036 |  | HS00000 | -32.8215 | 151.5074 | 15 | CS | 2 | Joint Bay
184 | 2838342 |  | HSPIT10 | -32.8321 | 151.5343 | 1 | CS | 4 | Preformed
185 | 2838346 |  | HS00000 | -32.8281 | 151.5278 | 15 | CS | 2 | Joint Bay
186 | 2838340 |  | HS0PIT9 | -32.8338 | 151.5365 | 1 | CS | 1 | Preformed
187 | 2838338 |  | HS0PIT6 | -32.8372 | 151.539 | 1 | CS | 4 | Preformed
188 | 2984337 |  | HT00000 | -32.8528 | 151.5468 | 15 | CS | 2 | Joint Bay
189 | 2984339 |  | HT00000 | -32.8547 | 151.5486 | 15 | CS | 4 | Joint Bay
190 | 76547577 |  | HS00000 | -32.8263 | 151.5208 | 15 | CS | 2 | Joint Bay
191 | 2838360 |  | HS00000 | -32.8269 | 151.5237 | 15 | CS | 2 | Joint Bay
192 | 1730485 |  | IS00000 | -32.7999 | 151.6368 | 2 | CS | 1 | Comms
193 | 1730484 |  | IS00000 | -32.7999 | 151.6368 | 2 | Not CS | 0 | Comms
194 | 2846925 |  | HT00000 | -32.8796 | 151.5782 | 15 | CS | 2 | Joint Bay
195 | 2984358 |  | HT00000 | -32.8787 | 151.5745 | 15 | CS | 2 | Joint Bay
196 | 2984359 |  | HT00000 | -32.8787 | 151.5748 | 15 | CS | 2 | Joint Bay
197 | 2846928 |  | IT00000 | -32.8886 | 151.5993 | 15 | CS | 4 | Joint Bay
198 | 2838363 |  | IT00000 | -32.8904 | 151.5993 | 15 | CS | 2 | Joint Bay
199 | 2838364 |  | IT00000 | -32.8912 | 151.5996 | 15 | CS | 4 | Joint Bay
200 | 2838356 |  | IT00000 | -32.8807 | 151.5822 | 15 | CS | 4 | Joint Bay
201 | 2846934 |  | IT00000 | -32.8815 | 151.5838 | 15 | CS | 4 | Joint Bay
202 | 2846935 |  | IT00000 | -32.8815 | 151.5838 | 15 | CS | 4 | Joint Bay
203 | 2971454 |  | IT00000 | -32.8828 | 151.5883 | 15 | CS | 4 | Joint Bay
204 | 2984332 |  | IT00000 | -32.8832 | 151.5892 | 15 | CS | 2 | Joint Bay
205 | 74166129 |  | ITPIT0A | -32.8877 | 151.6526 | 2 | CS | 1 | Comms
206 | 74088797 |  | ITPIT0B | -32.8877 | 151.6526 | 2 | CS | 1 | Comms
207 | 75313121 |  | IUFIBRE | -32.9365 | 151.632 | 2 | CS | 1 | Comms
208 | 75635327 |  | IUFIBRE | -32.9365 | 151.632 | 2 | CS | 4 | Comms
209 | 113534747 |  | IU00000 | -32.9382 | 151.6284 | 2 | CS | 4 | Comms
210 | 75399119 |  | IUFIBRE | -32.9368 | 151.6319 | 2 | CS | 2 | Comms
211 | 75676866 |  | IUFIBRE | -32.9369 | 151.6319 | 2 | Not CS | 0 | Comms
212 | 2984351 |  | HT00000 | -32.8684 | 151.5639 | 15 | CS | 2 | Joint Bay
213 | 2984357 |  | HT00000 | -32.8766 | 151.5675 | 15 | CS | 2 | Joint Bay
214 | 2846933 |  | HT00000 | -32.8783 | 151.5722 | 15 | CS | 2 | Joint Bay
215 | 2984352 |  | HT00000 | -32.8734 | 151.565 | 15 | CS | 2 | Joint Bay
216 | 2984354 |  | HT00000 | -32.875 | 151.5659 | 15 | CS | 4 | Joint Bay
217 | 113534967 |  | HU00000 | -32.9269 | 151.5601 | 1 | CS | 2 | Preformed
218 | 113534972 |  | HU00000 | -32.9287 | 151.5584 | 1 | CS | 4 | Preformed
219 | 113534982 |  | HU00000 | -32.9348 | 151.5642 | 1 | CS | 1 | Preformed
220 | 113535187 |  | HV00000 | -33.0051 | 151.5554 | 1 | CS | 1 | Preformed
221 | 113535182 |  | HV00000 | -33.0045 | 151.5547 | 1 | CS | 1 | Preformed
222 | 113535167 |  | HV00000 | -33.0068 | 151.5557 | 1 | CS | 3 | Preformed
223 | 82720381 |  | SW00000 | -33.0633 | 151.6527 | 1 | Not CS | 0 | Standard
224 | 113534642 |  | SW00000 | -33.0658 | 151.6513 | 1 | CS | 1 | Preformed
225 | 113535257 |  | HW00000 | -33.0498 | 151.5256 | 1 | CS | 1 | Preformed
226 | 113537337 |  | HW00000 | -33.0499 | 151.524 | 1 | CS | 1 | Preformed
227 | 113536207 |  | HW00000 | -33.05 | 151.5238 | 1 | CS | 1 | Preformed
228 | 113535252 |  | HW00000 | -33.0493 | 151.5255 | 1 | CS | 4 | Preformed
229 | 113536242 |  | HW00000 | -33.0501 | 151.5249 | 1 | CS | 1 | Preformed
230 | 113536237 |  | HW00000 | -33.0502 | 151.5244 | 1 | CS | 1 | Preformed
231 | 113536232 |  | HW00000 | -33.0502 | 151.5228 | 1 | CS | 1 | Preformed
232 | 113536227 |  | HW00000 | -33.0512 | 151.5219 | 1 | CS | 1 | Preformed
233 | 113537322 |  | HW00000 | -33.0523 | 151.5202 | 1 | CS | 1 | Preformed
234 | 113535077 |  | HW00000 | -33.0527 | 151.5159 | 1 | CS | 4 | Preformed
235 | 113536222 |  | HW00000 | -33.0536 | 151.5181 | 1 | CS | 4 | Preformed
236 | 113537332 |  | HW00000 | -33.0553 | 151.5169 | 1 | CS | 1 | Preformed
237 | 113537142 |  | HW00000 | -33.0567 | 151.5063 | 2 | CS | 1 | Comms
238 | 113533797 |  | HW00000 | -33.0527 | 151.579 | 1 | CS | 1 | Preformed
239 | 113535232 |  | HW00000 | -33.0495 | 151.5631 | 1 | CS | 1 | Preformed
240 | 113535237 |  | HW00000 | -33.0508 | 151.5639 | 1 | CS | 3 | Preformed
241 | 113535247 |  | HW00000 | -33.0489 | 151.5589 | 1 | CS | 1 | Preformed
242 | 113535242 |  | HW00000 | -33.05 | 151.5616 | 1 | CS | 3 | Preformed
243 | 113537147 |  | HW00000 | -33.0582 | 151.5054 | 2 | CS | 1 | Comms
244 | 113537327 |  | HW00000 | -33.0576 | 151.515 | 1 | CS | 2 | Preformed
245 | 113536217 |  | HW00000 | -33.0585 | 151.5143 | 1 | CS | 1 | Preformed
246 | 113536212 |  | HW00000 | -33.0594 | 151.5142 | 1 | CS | 1 | Preformed
247 | 113536247 |  | HW00000 | -33.0623 | 151.5138 | 1 | CS | 1 | Preformed
248 | 113533837 |  | OR00000 | -32.7378 | 152.1156 | 1 | CS | 1 | Unknown
249 | 113534727 |  | MG00000 | -33.1118 | 151.4757 | 2 | CS | 1 | Comms
250 | 113534732 |  | MG00000 | -33.112 | 151.4759 | 2 | CS | 1 | Comms
251 | 113534737 |  | MG00000 | -33.1122 | 151.4759 | 2 | CS | 2 | Comms
252 | 113534722 |  | MG00000 | -33.1125 | 151.4758 | 2 | CS | 1 | Comms
253 | 113534712 |  | MG00000 | -33.1124 | 151.4767 | 2 | CS | 1 | Comms
254 | 113534717 |  | MG00000 | -33.1126 | 151.4769 | 2 | CS | 2 | Comms
255 | 113534742 |  | MG00000 | -33.1131 | 151.4769 | 2 | CS | 2 | Comms
256 | 113534617 |  | MG00000 | -33.1264 | 151.4724 | 1 | CS | 1 | Preformed
257 | 113534622 |  | MG00000 | -33.1268 | 151.4727 | 1 | CS | 2 | Preformed
258 | 113413190 |  | BU00000 | -33.2056 | 151.4991 | 1 | CS | 4 | Preformed
259 | 113413200 |  | BU00000 | -33.2057 | 151.4986 | 1 | CS | 2 | Preformed
260 | 113413185 |  | BU00000 | -33.2054 | 151.4997 | 1 | CS | 3 | Preformed
261 | 113413195 |  | BU00000 | -33.2056 | 151.4998 | 1 | CS | 2 | Preformed
262 | 113413220 |  | BU00000 | -33.2059 | 151.4987 | 1 | CS | 2 | Preformed
263 | 113413205 |  | BU00000 | -33.2057 | 151.4992 | 1 | CS | 3 | Preformed
264 | 113413215 |  | BU00000 | -33.2059 | 151.499 | 1 | CS | 1 | Preformed
265 | 113413210 |  | BU00000 | -33.2058 | 151.498 | 1 | CS | 1 | Preformed
266 | 113413225 |  | BU00000 | -33.206 | 151.4981 | 1 | CS | 4 | Preformed
267 | 113413230 |  | BU00000 | -33.2409 | 151.5041 | 1 | CS | 1 | Preformed
268 | 113535802 |  | TO00000 | -33.2455 | 151.4944 | 1 | CS | 1 | Preformed
269 | 113535807 |  | BU00000 | -33.245 | 151.493 | 1 | CS | 1 | Preformed
270 | 107668261 |  | VP00000 | -33.1574 | 151.5375 | 2 | CS | 4 | Comms
271 | 113535982 |  | VP00000 | -33.1577 | 151.5376 | 1 | CS | 1 | Preformed
272 | 113535972 | 1004708010 | VP80057 | -33.1595 | 151.5396 | 1 | CS | 1 | Preformed
273 | 113535977 | 1004708011 | VP80058 | -33.1593 | 151.5389 | 1 | CS | 2 | Preformed
274 | 107675670 | 1004711011 | VP80053 | -33.1607 | 151.5396 | 2 | CS | 1 | Comms
275 | 113535967 | 1004708009 | VP80056 | -33.1591 | 151.5403 | 1 | CS | 4 | Preformed
276 | 107679446 | 1004713003 | VP80055 | -33.1607 | 151.5403 | 2 | CS | 1 | Comms
277 | 107673260 | 1004713002 | VP80054 | -33.1608 | 151.5401 | 2 | CS | 1 | Comms
278 | 113534627 |  | SW00000 | -33.0969 | 151.638 | 1 | CS | 2 | Preformed
279 | 113534082 |  | CH00000 | -33.1094 | 151.6253 | 1 | CS | 2 | Preformed
280 | 113534092 |  | SW00000 | -33.1042 | 151.6259 | 1 | CS | 3 | Preformed
281 | 113534087 |  | SW00000 | -33.1041 | 151.6258 | 1 | CS | 4 | Preformed
282 | 113534102 |  | SW00000 | -33.1046 | 151.6262 | 1 | CS | 4 | Preformed
283 | 113534097 |  | SW00000 | -33.1049 | 151.626 | 1 | CS | 1 | Preformed
284 | 113537522 | 1004271303 | CH21012 | -33.1171 | 151.6326 | 1 | CS | 1 | Preformed
285 | 113537692 |  | CH00000 | -33.1167 | 151.6336 | 1 | CS | 1 | Preformed
286 | 113537687 |  | CH00000 | -33.1209 | 151.6306 | 1 | CS | 1 | Preformed
287 | 113537642 |  | CH00000 | -33.1342 | 151.6119 | 1 | CS | 1 | Preformed
288 | 113537637 |  | CH00000 | -33.1378 | 151.609 | 1 | CS | 4 | Preformed
289 | 113537632 |  | CH00000 | -33.143 | 151.6101 | 1 | CS | 2 | Preformed
290 | 113537627 |  | CH00000 | -33.1433 | 151.6106 | 1 | CS | 4 | Preformed
291 | 113537667 |  | CH00000 | -33.1311 | 151.6254 | 1 | CS | 1 | Preformed
292 | 113537662 |  | CH00000 | -33.1308 | 151.623 | 1 | CS | 1 | Preformed
293 | 113537657 |  | CH00000 | -33.1305 | 151.6199 | 1 | CS | 4 | Preformed
294 | 113537652 |  | CH00000 | -33.1316 | 151.6167 | 1 | CS | 4 | Preformed
295 | 113537682 |  | CH00000 | -33.125 | 151.6314 | 1 | CS | 1 | Preformed
296 | 113537677 |  | CH00000 | -33.1273 | 151.6314 | 1 | CS | 1 | Preformed
297 | 113537672 |  | CH00000 | -33.1288 | 151.6302 | 1 | CS | 4 | Preformed
298 | 113537647 |  | CH00000 | -33.133 | 151.6153 | 1 | CS | 4 | Preformed
299 | 113537622 |  | CH00000 | -33.1459 | 151.6131 | 1 | CS | 4 | Preformed
300 | 113537617 |  | CH00000 | -33.1482 | 151.6133 | 1 | CS | 4 | Preformed
301 | 113537612 |  | CH00000 | -33.1527 | 151.6136 | 1 | CS | 4 | Preformed
302 | 113537607 |  | CH00000 | -33.1557 | 151.6105 | 1 | CS | 1 | Preformed
303 | 113537602 |  | CH00000 | -33.1578 | 151.6098 | 1 | CS | 4 | Preformed
304 | 113537597 |  | CH00000 | -33.1594 | 151.6111 | 1 | CS | 1 | Preformed
305 | 113537592 |  | CH00000 | -33.1615 | 151.6127 | 1 | CS | 4 | Preformed
306 | 113537587 |  | CH00000 | -33.1641 | 151.6114 | 1 | CS | 4 | Preformed
307 | 113537582 |  | CH00000 | -33.1666 | 151.6092 | 1 | CS | 1 | Preformed
308 | 113537577 |  | CH00000 | -33.1696 | 151.6089 | 1 | CS | 1 | Preformed
309 | 113537572 |  | CH00000 | -33.171 | 151.6086 | 1 | CS | 1 | Preformed
310 | 113537567 |  | CH00000 | -33.1758 | 151.6097 | 1 | CS | 1 | Preformed
311 | 113537562 |  | CH00000 | -33.1769 | 151.6099 | 1 | CS | 1 | Preformed
312 | 113537552 |  | WH00000 | -33.1788 | 151.6029 | 1 | CS | 1 | Preformed
313 | 113537557 |  | WH00000 | -33.1783 | 151.6079 | 1 | CS | 1 | Preformed
314 | 113537547 |  | WH00000 | -33.1795 | 151.5985 | 1 | CS | 2 | Preformed
315 | 113537527 |  | WH00000 | -33.1817 | 151.5945 | 1 | CS | 1 | Preformed
316 | 113537542 |  | WH00000 | -33.1833 | 151.592 | 1 | CS | 2 | Preformed
317 | 113537537 |  | WH00000 | -33.1851 | 151.5897 | 1 | CS | 2 | Preformed
318 | 113534612 |  | VP00000 | -33.1731 | 151.5393 | 1 | CS | 4 | Preformed
319 | 113537507 |  | WH00000 | -33.1861 | 151.5845 | 1 | CS | 4 | Preformed
320 | 113537502 |  | WH00000 | -33.187 | 151.5829 | 1 | CS | 2 | Preformed
321 | 113537497 |  | WH00000 | -33.1882 | 151.5807 | 1 | CS | 1 | Preformed
322 | 77056668 |  | BUPIT07 | -33.1893 | 151.5784 | 2 | CS | 1 | Comms
323 | 113537517 |  | WH00000 | -33.1854 | 151.5879 | 1 | CS | 4 | Preformed
324 | 113537512 |  | WH00000 | -33.1853 | 151.5872 | 1 | CS | 1 | Preformed
325 | 113533737 |  | WH00000 | -33.2054 | 151.5891 | 1 | CS | 1 | Preformed
326 | 113532822 |  | TO00000 | -33.2638 | 151.5401 | 1 | CS | 1 | Preformed
327 | 113532812 |  | TO00000 | -33.2635 | 151.5391 | 1 | CS | 1 | Preformed
328 | 113532817 |  | TO00000 | -33.2635 | 151.5391 | 1 | CS | 1 | Preformed
329 | 113532797 |  | TO00000 | -33.2645 | 151.541 | 1 | CS | 1 | Preformed
330 | 113532802 |  | TO00000 | -33.2649 | 151.5409 | 1 | CS | 2 | Preformed
331 | 113532807 |  | TO00000 | -33.2652 | 151.5409 | 1 | CS | 1 | Preformed
332 | 113532827 |  | TO00000 | -33.2653 | 151.5404 | 1 | CS | 3 | Preformed
333 | 113532917 |  | WY00000 | -33.2818 | 151.4234 | 1 | CS | 3 | Preformed
334 | 113532922 |  | WY00000 | -33.2819 | 151.4237 | 1 | CS | 4 | Preformed
335 | 113532927 |  | WY00000 | -33.283 | 151.4242 | 1 | CS | 1 | Preformed
336 | 113532932 |  | WY00000 | -33.2839 | 151.4238 | 1 | CS | 1 | Preformed
337 | 113532947 |  | WY00000 | -33.2842 | 151.4242 | 1 | CS | 4 | Preformed
338 | 113532952 |  | WY00000 | -33.2842 | 151.4243 | 1 | CS | 4 | Preformed
339 | 113532942 |  | WY00000 | -33.2841 | 151.4249 | 1 | CS | 4 | Preformed
340 | 113532962 |  | WY00000 | -33.2843 | 151.4246 | 1 | CS | 4 | Preformed
341 | 113532957 |  | WY00000 | -33.2842 | 151.4244 | 1 | CS | 2 | Preformed
342 | 113532972 |  | WY00000 | -33.2844 | 151.4248 | 1 | CS | 2 | Preformed
343 | 113532967 |  | WY00000 | -33.2843 | 151.4246 | 1 | CS | 1 | Preformed
344 | 113532977 |  | WY00000 | -33.2846 | 151.4248 | 1 | CS | 2 | Preformed
345 | 113532982 |  | WY00000 | -33.2847 | 151.4247 | 1 | CS | 2 | Preformed
346 | 113532887 |  | WY00000 | -33.2853 | 151.4246 | 1 | CS | 4 | Preformed
347 | 113532892 |  | WY00000 | -33.2857 | 151.4243 | 1 | CS | 2 | Preformed
348 | 113532897 |  | WY00000 | -33.2857 | 151.4244 | 1 | CS | 4 | Preformed
349 | 113532902 |  | WY00000 | -33.2859 | 151.4244 | 1 | CS | 1 | Preformed
350 | 113532907 |  | WY00000 | -33.286 | 151.4244 | 1 | CS | 4 | Preformed
351 | 113532912 |  | WY00000 | -33.2861 | 151.4243 | 1 | CS | 1 | Preformed
352 | 113533467 |  | TE00000 | -33.3448 | 151.5011 | 1 | CS | 4 | Preformed
353 | 113532792 |  | TE00000 | -33.3453 | 151.4947 | 1 | CS | 4 | Preformed
354 | 113535762 |  | OU00000 | -33.3489 | 151.3709 | 1 | CS | 4 | Preformed
355 | 113535752 |  | OU00000 | -33.3493 | 151.3709 | 1 | CS | 4 | Preformed
356 | 113535757 |  | OU00000 | -33.3493 | 151.3709 | 1 | CS | 2 | Preformed
357 | 113535747 |  | OU00000 | -33.3496 | 151.3695 | 1 | CS | 1 | Preformed
358 | 113533817 |  | GO00000 | -33.3869 | 151.3755 | 1 | CS | 1 | Preformed
359 | 113533812 |  | GO00000 | -33.3868 | 151.3751 | 1 | CS | 1 | Preformed
360 | 113533807 |  | GO00000 | -33.3878 | 151.3755 | 1 | CS | 1 | Preformed
361 | 113413235 |  | GO00000 | -33.3832 | 151.3474 | 1 | CS | 4 | Preformed
362 | 3001506 |  | GO00000 | -33.3856 | 151.366 | 1 | CS | 1 | Preformed
363 | 113413290 |  | GO00000 | -33.421 | 151.3331 | 1 | CS | 2 | Preformed
364 | 113533887 |  | GO00000 | -33.4205 | 151.3313 | 1 | CS | 2 | Preformed
365 | 113533892 |  | GO00000 | -33.4206 | 151.3321 | 1 | CS | 1 | Preformed
366 | 113533897 |  | GO00000 | -33.421 | 151.3326 | 1 | CS | 1 | Preformed
367 | 113413270 |  | GO00000 | -33.4203 | 151.3308 | 1 | CS | 1 | Preformed
368 | 113413265 |  | GO00000 | -33.4248 | 151.328 | 1 | CS | 1 | Preformed
369 | 113413275 |  | GO00000 | -33.4206 | 151.3398 | 1 | CS | 1 | Preformed
370 | 113413280 |  | GO00000 | -33.4206 | 151.3398 | 1 | CS | 1 | Preformed
371 | 113413285 |  | GO00000 | -33.4207 | 151.3397 | 1 | CS | 4 | Preformed
372 | 113413295 |  | GO00000 | -33.4206 | 151.3445 | 1 | CS | 4 | Preformed
373 | 113532562 |  | GO00000 | -33.4222 | 151.3429 | 1 | CS | 1 | Preformed
374 | 113532572 |  | GO00000 | -33.4224 | 151.3429 | 1 | CS | 2 | Preformed
375 | 113532567 |  | GO00000 | -33.4223 | 151.3429 | 1 | CS | 1 | Preformed
376 | 113532577 |  | GO00000 | -33.4226 | 151.3429 | 1 | CS | 1 | Preformed
377 | 113532582 |  | GO00000 | -33.4227 | 151.3426 | 1 | CS | 4 | Preformed
378 | 113533977 |  | GO00000 | -33.4229 | 151.3426 | 1 | CS | 4 | Preformed
379 | 113532587 |  | GO00000 | -33.4229 | 151.3423 | 1 | CS | 1 | Preformed
380 | 113532607 |  | GO00000 | -33.4246 | 151.3437 | 1 | CS | 1 | Preformed
381 | 113532612 |  | GO00000 | -33.4247 | 151.3437 | 1 | CS | 4 | Preformed
382 | 113532622 |  | GO00000 | -33.425 | 151.3417 | 1 | CS | 4 | Preformed
383 | 113532617 |  | GO00000 | -33.425 | 151.3416 | 1 | CS | 2 | Preformed
384 | 113532642 |  | GO00000 | -33.4258 | 151.342 | 1 | CS | 4 | Preformed
385 | 113532677 |  | GO00000 | -33.426 | 151.3419 | 1 | CS | 4 | Preformed
386 | 113532702 |  | GO00000 | -33.4262 | 151.3419 | 1 | CS | 4 | Preformed
387 | 113532687 |  | GO00000 | -33.4262 | 151.3415 | 1 | CS | 4 | Preformed
388 | 113532682 |  | GO00000 | -33.4262 | 151.3413 | 1 | CS | 1 | Preformed
389 | 113538277 |  | GO00000 | -33.4264 | 151.3419 | 1 | CS | 4 | Preformed
390 | 113532717 |  | GO00000 | -33.4266 | 151.342 | 1 | CS | 4 | Preformed
391 | 113532722 |  | GO00000 | -33.4266 | 151.342 | 1 | CS | 4 | Preformed
392 | 113538217 |  | GO00000 | -33.4267 | 151.3418 | 1 | CS | 1 | Preformed
393 | 113538272 |  | GO00000 | -33.4268 | 151.3418 | 1 | CS | 1 | Preformed
394 | 113538267 |  | GO00000 | -33.4268 | 151.3418 | 1 | CS | 4 | Preformed
395 | 113532752 |  | GO00000 | -33.4269 | 151.3412 | 1 | CS | 4 | Preformed
396 | 113532757 |  | GO00000 | -33.427 | 151.3414 | 1 | CS | 4 | Preformed
397 | 113532747 |  | GO00000 | -33.4269 | 151.3408 | 1 | CS | 4 | Preformed
398 | 113532627 |  | GO00000 | -33.4251 | 151.3424 | 1 | CS | 4 | Preformed
399 | 113538292 |  | GO00000 | -33.4252 | 151.3423 | 1 | CS | 4 | Preformed
400 | 113538297 |  | GO00000 | -33.4253 | 151.3423 | 1 | CS | 4 | Preformed
401 | 113532637 |  | GO00000 | -33.4254 | 151.3423 | 1 | CS | 4 | Preformed
402 | 113532632 |  | GO00000 | -33.4252 | 151.3421 | 1 | CS | 4 | Preformed
403 | 113538287 |  | GO00000 | -33.4251 | 151.3421 | 1 | CS | 3 | Preformed
404 | 113532592 |  | GO00000 | -33.4251 | 151.344 | 1 | CS | 4 | Preformed
405 | 113532597 |  | GO00000 | -33.4251 | 151.344 | 1 | CS | 3 | Preformed
406 | 113538307 |  | GO00000 | -33.4258 | 151.3422 | 1 | CS | 1 | Preformed
407 | 113538302 |  | GO00000 | -33.4257 | 151.3422 | 1 | CS | 4 | Preformed
408 | 113532692 |  | GO00000 | -33.4262 | 151.3426 | 1 | CS | 4 | Preformed
409 | 113538312 |  | GO00000 | -33.426 | 151.3422 | 1 | CS | 4 | Preformed
410 | 113533452 |  | GO00000 | -33.4261 | 151.3421 | 1 | CS | 4 | Preformed
411 | 113532697 |  | GO00000 | -33.4262 | 151.3421 | 1 | CS | 3 | Preformed
412 | 113538282 |  | GO00000 | -33.4262 | 151.3421 | 1 | CS | 4 | Preformed
413 | 113532707 |  | GO00000 | -33.4264 | 151.3421 | 1 | CS | 1 | Preformed
414 | 113532712 |  | GO00000 | -33.4265 | 151.342 | 1 | CS | 4 | Preformed
415 | 113532662 |  | GO00000 | -33.4272 | 151.3444 | 1 | CS | 4 | Preformed
416 | 113532667 |  | GO00000 | -33.4274 | 151.3455 | 1 | CS | 1 | Preformed
417 | 113532672 |  | GO00000 | -33.4275 | 151.3455 | 1 | CS | 4 | Preformed
418 | 113532767 |  | GO00000 | -33.4273 | 151.3407 | 1 | CS | 4 | Preformed
419 | 113532772 |  | GO00000 | -33.4274 | 151.3406 | 1 | CS | 4 | Preformed
420 | 113532602 |  | GO00000 | -33.4254 | 151.346 | 1 | CS | 1 | Preformed
421 | 113532657 |  | GO00000 | -33.4311 | 151.3398 | 1 | CS | 4 | Preformed
422 | 113532787 |  | GO00000 | -33.4391 | 151.3829 | 1 | CS | 4 | Preformed
423 | 113534547 |  | AV00000 | -33.4572 | 151.413 | 1 | CS | 1 | Preformed
424 | 113538227 |  | GO00000 | -33.4383 | 151.3477 | 1 | CS | 1 | Preformed
425 | 113538222 |  | GO00000 | -33.4386 | 151.3477 | 1 | CS | 1 | Preformed
426 | 113538317 |  | WL00000 | -33.4456 | 151.4436 | 1 | CS | 1 | Preformed
427 | 113532882 |  | WW00000 | -33.5088 | 151.3444 | 1 | CS | 4 | Preformed
428 | 113532877 |  | WW00000 | -33.5141 | 151.3371 | 1 | CS | 2 | Preformed
429 | 113532847 |  | WW00000 | -33.5133 | 151.3344 | 1 | CS | 2 | Preformed
430 | 113532867 |  | WW00000 | -33.5137 | 151.3344 | 1 | CS | 4 | Preformed
431 | 113532852 |  | WW00000 | -33.5135 | 151.3344 | 1 | CS | 1 | Preformed
432 | 113532862 |  | WW00000 | -33.5136 | 151.3344 | 1 | CS | 1 | Preformed
433 | 113532857 |  | WW00000 | -33.5135 | 151.3349 | 1 | CS | 1 | Preformed
434 | 113532872 |  | WW00000 | -33.5137 | 151.3348 | 1 | CS | 4 | Preformed
435 | 113535737 |  | MT00000 | -32.5906 | 151.0903 | 1 | CS | 1 | Preformed
436 | 113535902 |  | DP00000 | -32.6141 | 151.1055 | 1 | CS | 1 | Preformed
437 | 113535882 |  | SI00000 | -32.5691 | 151.1801 | 1 | CS | 1 | Preformed
438 | 113535887 |  | SI00000 | -32.5694 | 151.1797 | 1 | CS | 1 | Preformed
439 | 113535892 |  | DP00000 | -32.5754 | 151.1706 | 1 | CS | 4 | Preformed
440 | 113535897 |  | DP00000 | -32.576 | 151.1702 | 1 | CS | 1 | Preformed
441 | 81176549 |  | GOFIBRE | -33.4216 | 151.2941 | 2 | Not CS | 0 | Comms
442 | 81233986 |  | GOFIBRE | -33.4223 | 151.294 | 2 | Not CS | 0 | Comms
443 | 81233990 |  | GOFIBRE | -33.4225 | 151.2941 | 2 | CS | 1 | Comms
444 | 113413245 |  | GO00000 | -33.4208 | 151.3211 | 1 | CS | 4 | Preformed
445 | 98378527 |  | GOFIBRE | -33.4257 | 151.3191 | 2 | CS | 4 | Comms
446 | 113532652 |  | GO00000 | -33.4356 | 151.3226 | 1 | CS | 4 | Preformed
447 | 81234018 |  | GOFIBRE | -33.4166 | 151.3022 | 2 | CS | 4 | Comms
448 | 81234014 |  | GOFIBRE | -33.4166 | 151.3023 | 2 | CS | 3 | Comms
449 | 81234010 |  | GOFIBRE | -33.4169 | 151.3024 | 2 | CS | 3 | Comms
450 | 81234006 |  | GOFIBRE | -33.419 | 151.302 | 2 | CS | 3 | Comms
451 | 81233998 |  | GOFIBRE | -33.4212 | 151.2983 | 2 | CS | 4 | Comms
452 | 81234002 |  | GOFIBRE | -33.4206 | 151.2998 | 2 | CS | 1 | Comms
453 | 81233994 |  | GOFIBRE | -33.4219 | 151.2965 | 2 | CS | 4 | Comms
454 | 91497975 |  | GOFIBRE | -33.426 | 151.3162 | 1 | CS | 4 | Preformed
455 | 113533872 |  | GO00000 | -33.442 | 151.2994 | 1 | CS | 1 | Preformed
456 | 113532832 |  | WW00000 | -33.4859 | 151.3235 | 1 | CS | 4 | Preformed
457 | 113538327 |  | WW00000 | -33.4862 | 151.3236 | 1 | CS | 3 | Preformed
458 | 113538332 |  | WW00000 | -33.4863 | 151.3235 | 1 | CS | 3 | Preformed
459 | 113532837 |  | WW00000 | -33.4868 | 151.3254 | 1 | CS | 3 | Preformed
460 | 113538337 |  | WW00000 | -33.4864 | 151.3234 | 1 | CS | 3 | Preformed
461 | 113532842 |  | WW00000 | -33.488 | 151.3258 | 1 | CS | 1 | Preformed
462 | 113538347 |  | WW00000 | -33.4866 | 151.3231 | 1 | CS | 4 | Preformed
463 | 113538342 |  | WW00000 | -33.4867 | 151.3231 | 1 | CS | 4 | Preformed
464 | 498139 |  | PB00000 | -33.6462 | 151.3258 | 15 | CS | 2 | Joint Bay
465 | 498137 |  | PB00000 | -33.651 | 151.3209 | 15 | CS | 2 | Joint Bay
466 | 498138 |  | PB00000 | -33.6484 | 151.3262 | 15 | CS | 2 | Joint Bay
467 | 113536322 |  | MV00000 | -33.7071 | 151.2967 | 1 | CS | 1 | Preformed
468 | 113536337 |  | BE00000 | -33.6314 | 151.1455 | 1 | CS | 1 | Preformed
469 | 113536352 |  | MC00000 | -33.6537 | 151.1208 | 1 | CS | 1 | Preformed
470 | 74159620 |  | MC00000 | -33.6741 | 151.1121 | 1 | CS | 2 | Standard
471 | 75636301 |  | MC00000 | -33.7031 | 151.138 | 1 | CS | 2 | Standard
472 | 74668906 |  | MC00000 | -33.691 | 151.0986 | 1 | CS | 2 | Standard
473 | 113538087 |  | FA00000 | -33.8916 | 150.9774 | 1 | CS | 1 | Preformed
474 | 7913 |  | FA00000 | -33.8994 | 150.993 | 1 | CS | 1 | Standard
475 | 7755 |  | FA00000 | -33.8997 | 150.9927 | 1 | CS | 1 | Standard
476 | 7756 |  | FA00000 | -33.9002 | 150.9923 | 1 | CS | 1 | Standard
477 | 113539162 |  | EH00000 | -33.9443 | 150.9822 | 1 | CS | 1 | Preformed
478 | 113539157 |  | EH00000 | -33.9441 | 150.982 | 1 | CS | 1 | Preformed
479 | 113539147 |  | EH00000 | -33.9442 | 150.9816 | 1 | CS | 1 | Preformed
480 | 113539152 |  | EH00000 | -33.9442 | 150.9818 | 1 | CS | 1 | Preformed
481 | 113539197 |  | EH00000 | -33.9449 | 150.9821 | 1 | CS | 1 | Preformed
482 | 113539122 |  | EH00000 | -33.9445 | 150.9806 | 1 | CS | 1 | Preformed
483 | 113539137 |  | EH00000 | -33.9443 | 150.9812 | 1 | CS | 1 | Preformed
484 | 113539142 |  | EH00000 | -33.9443 | 150.9814 | 1 | CS | 1 | Preformed
485 | 113539132 |  | EH00000 | -33.9444 | 150.981 | 1 | CS | 1 | Preformed
486 | 113539127 |  | EH00000 | -33.9444 | 150.9808 | 1 | CS | 1 | Preformed
487 | 113539192 |  | EH00000 | -33.9451 | 150.9813 | 1 | CS | 1 | Preformed
488 | 113539187 |  | EH00000 | -33.9452 | 150.9806 | 1 | CS | 1 | Preformed
489 | 113539182 |  | EH00000 | -33.9452 | 150.9799 | 1 | CS | 1 | Preformed
490 | 113539177 |  | EH00000 | -33.9453 | 150.9791 | 1 | CS | 1 | Preformed
491 | 113539172 |  | EH00000 | -33.9454 | 150.9783 | 1 | CS | 1 | Preformed
492 | 113539167 |  | EH00000 | -33.9455 | 150.9774 | 1 | CS | 1 | Preformed
493 | 113533327 |  | SU00000 | -34.0137 | 151.002 | 1 | CS | 1 | Preformed
494 | 113534672 |  | SU00000 | -34.024 | 151.0081 | 1 | CS | 1 | Preformed
495 | 2589283 |  | PY00000 | -33.7329 | 151.1313 | 1 | CS | 2 | Standard
496 | 70682434 |  | PY00000 | -33.7404 | 151.14 | 1 | CS | 2 | Standard
497 | 81745 |  | PY00000 | -33.7738 | 151.1666 | 15 | CS | 2 | Joint Bay
498 | 113536117 |  | PA00000 | -33.8222 | 151.0966 | 1 | CS | 4 | Preformed
499 | 113536132 |  | PA00000 | -33.8246 | 151.093 | 1 | CS | 1 | Preformed
500 | 113536137 |  | PA00000 | -33.8258 | 151.0917 | 1 | CS | 1 | Preformed
501 | 113536152 |  | PA00000 | -33.8268 | 151.0908 | 1 | CS | 1 | Preformed
502 | 295388562 | 1003320523 | PA11056 | -33.8246 | 151.0795 | 1 | CS | 2 | Standard
503 | 2937097 |  | GLWIMAX | -33.8173 | 151.1814 | 2 | Not CS | 0 | Comms
504 | 76539531 |  | MC00000 | -33.8114 | 151.1453 | 1 | CS | 2 | Standard
505 | 2065419 |  | GL00000 | -33.8277 | 151.1296 | 9 | CS | 4 | Vault
506 | 113533802 |  | LE00000 | -33.8579 | 151.1831 | 1 | CS | 1 | Preformed
507 | 3027270 |  | LE00000 | -33.8586 | 151.18 | 15 | CS | 2 | Joint Bay
508 | 2211464 |  | LE00000 | -33.8573 | 151.1488 | 1 | CS | 1 | Standard
509 | 113535337 |  | LE00000 | -33.8569 | 151.1554 | 1 | CS | 1 | Preformed
510 | 113536127 |  | PA00000 | -33.8289 | 151.0888 | 1 | CS | 1 | Preformed
511 | 113536122 |  | PA00000 | -33.8302 | 151.0881 | 1 | CS | 1 | Preformed
512 | 113536147 |  | PA00000 | -33.831 | 151.0879 | 1 | CS | 1 | Preformed
513 | 113536142 |  | PA00000 | -33.8316 | 151.088 | 1 | CS | 1 | Preformed
514 | 113536112 |  | PA00000 | -33.8325 | 151.0885 | 1 | CS | 1 | Preformed
515 | 113536107 |  | PA00000 | -33.8338 | 151.0888 | 1 | CS | 1 | Preformed
516 | 113536102 |  | PA00000 | -33.835 | 151.0883 | 1 | CS | 1 | Preformed
517 | 113536097 |  | PA00000 | -33.8361 | 151.0879 | 1 | CS | 1 | Preformed
518 | 113534302 |  | GL00000 | -33.844 | 151.1096 | 1 | CS | 1 | Preformed
519 | 295332732 |  | GL00000 | -33.8444 | 151.1093 | 1 | CS | 1 | Preformed
520 | 2718104 | 1003656077 | LE38537 | -33.8667 | 151.1154 | 1 | CS | 1 | Sheath Pit
521 | 113535917 |  | LE00000 | -33.868 | 151.1118 | 1 | CS | 1 | Preformed
522 | 113535922 |  | LE00000 | -33.8669 | 151.1092 | 1 | CS | 1 | Preformed
523 | 113535932 |  | PA00000 | -33.8509 | 151.0862 | 1 | CS | 1 | Preformed
524 | 113535937 |  | PA00000 | -33.8509 | 151.0857 | 1 | CS | 1 | Preformed
525 | 2348821 |  | GL00000 | -33.8512 | 151.1019 | 9 | CS | 1 | Vault
526 | 115738308 |  | RPPULLI | -33.8636 | 151.0936 | 1 | CS | 1 | Preformed Pulling Pit
527 | 113535877 |  | RP00000 | -33.8586 | 151.0841 | 1 | CS | 3 | Preformed
528 | 113534857 |  | RP00000 | -33.8624 | 151.0836 | 1 | CS | 1 | Preformed
529 | 113535797 |  | RP000NR | -33.8636 | 151.0847 | 1 | CS | 1 | Preformed
530 | 2718105 | 1003655289 | RP22047 | -33.8585 | 151.0918 | 1 | CS | 1 | Sheath Pit
531 | 113534957 |  | RP00000 | -33.866 | 151.0921 | 1 | CS | 1 | Preformed
532 | 113534862 |  | RP00000 | -33.864 | 151.0826 | 1 | CS | 3 | Preformed
533 | 81947 |  | PA00000 | -33.8268 | 151.0313 | 15 | CS | 2 | Joint Bay
534 | 113535862 |  | PA00000 | -33.818 | 151.0736 | 1 | CS | 1 | Preformed
535 | 71386080 |  | PA00000 | -33.8243 | 151.0765 | 1 | CS | 2 | Standard
536 | 113535872 |  | PA00000 | -33.825 | 151.0762 | 1 | CS | 1 | Preformed
537 | 113536067 |  | PA00000 | -33.8249 | 151.0758 | 1 | CS | 1 | Preformed
538 | 113535867 |  | PA00000 | -33.8269 | 151.0746 | 1 | CS | 1 | Preformed
539 | 113537477 |  | PA00000 | -33.8309 | 151.0473 | 1 | CS | 1 | Preformed
540 | 113537472 |  | PA00000 | -33.8311 | 151.0473 | 1 | CS | 1 | Preformed
541 | 113537467 |  | PA00000 | -33.8312 | 151.0473 | 1 | CS | 1 | Preformed
542 | 113537482 |  | PA00000 | -33.8313 | 151.0472 | 1 | CS | 1 | Preformed
543 | 2198529 |  | PA00000 | -33.8299 | 151.048 | 1 | CS | 2 | Standard
544 | 2198528 |  | PA01912 | -33.8312 | 151.0479 | 1 | CS | 2 | Standard
545 | 113538177 |  | PA00000 | -33.8442 | 151.0575 | 1 | CS | 1 | Preformed
546 | 113538182 |  | PA00000 | -33.8476 | 151.0557 | 1 | CS | 1 | Preformed
547 | 113538187 |  | PA00000 | -33.8486 | 151.0549 | 1 | Not CS | 0 | Preformed
548 | 113536847 |  | PA00000 | -33.8388 | 151.0374 | 1 | CS | 1 | Preformed
549 | 113536852 |  | PA00000 | -33.8397 | 151.0368 | 1 | CS | 4 | Preformed
550 | 113535117 |  | PA00000 | -33.8457 | 151.043 | 1 | CS | 4 | Preformed
551 | 113535277 |  | PA00000 | -33.8448 | 151.042 | 1 | CS | 4 | Preformed
552 | 113535112 |  | PA00000 | -33.8473 | 151.046 | 1 | CS | 1 | Preformed
553 | 113535122 |  | PA00000 | -33.8475 | 151.0467 | 1 | CS | 1 | Preformed
554 | 113534212 |  | PA00000 | -33.845 | 151.035 | 1 | CS | 1 | Preformed
555 | 113536072 |  | PA00000 | -33.8308 | 151.0711 | 1 | CS | 1 | Preformed
556 | 2546357 |  | PA00000 | -33.831 | 151.0712 | 2 | Not CS | 0 | Comms
557 | 2546356 |  | PA00000 | -33.8322 | 151.07 | 2 | CS | 1 | Comms
558 | 113536182 |  | PA00000 | -33.8392 | 151.0747 | 1 | Not CS | 0 | Preformed
559 | 113538167 |  | PA00000 | -33.8387 | 151.0717 | 1 | Not CS | 0 | Preformed
560 | 113538172 |  | PA00000 | -33.8388 | 151.0718 | 1 | CS | 1 | Preformed
561 | 113535297 |  | PA00000 | -33.8528 | 151.0624 | 1 | CS | 1 | Preformed
562 | 113536162 |  | PA00000 | -33.8494 | 151.0712 | 1 | CS | 1 | Preformed
563 | 113536377 |  | PA00000 | -33.8495 | 151.0713 | 1 | CS | 1 | Preformed
564 | 113538082 |  | PA00000 | -33.8535 | 151.0732 | 1 | Not CS | 0 | Preformed
565 | 113538157 |  | PA00000 | -33.8538 | 151.0737 | 1 | Not CS | 0 | Preformed
566 | 113535097 |  | RP00000 | -33.8586 | 151.0703 | 1 | CS | 1 | Preformed
567 | 113536177 |  | PA00000 | -33.8533 | 151.0621 | 1 | CS | 1 | Preformed
568 | 113535132 |  | RP00000 | -33.8556 | 151.0631 | 1 | CS | 1 | Preformed
569 | 113535137 |  | RP00000 | -33.8561 | 151.0642 | 1 | CS | 1 | Preformed
570 | 113536167 |  | PA00000 | -33.8532 | 151.0768 | 1 | CS | 1 | Preformed
571 | 113536172 |  | PA00000 | -33.8543 | 151.0777 | 1 | CS | 1 | Preformed
572 | 113535002 |  | RP00000 | -33.8555 | 151.0753 | 1 | CS | 1 | Preformed
573 | 82044 |  | RP00000 | -33.8571 | 151.0765 | 15 | CS | 3 | Joint Bay
574 | 112268453 |  | PA00000 | -33.8521 | 151.0381 | 2 | CS | 1 | Comms
575 | 113535262 |  | PA00000 | -33.8506 | 151.0343 | 1 | CS | 1 | Preformed
576 | 81339419 |  | RP00000 | -33.8577 | 151.0372 | 2 | CS | 1 | Comms
577 | 112274468 |  | RP00000 | -33.8593 | 151.0399 | 2 | CS | 1 | Comms
578 | 81339445 |  | RP00000 | -33.857 | 151.0369 | 2 | CS | 1 | Comms
579 | 81339391 |  | RP00000 | -33.858 | 151.0372 | 2 | CS | 1 | Comms
580 | 113535107 |  | PA00000 | -33.8494 | 151.0503 | 1 | CS | 1 | Preformed
581 | 113535307 |  | PA00000 | -33.8496 | 151.054 | 1 | CS | 1 | Preformed
582 | 113535102 |  | PA00000 | -33.8501 | 151.0519 | 1 | CS | 2 | Preformed
583 | 113535127 |  | PA00000 | -33.8509 | 151.0535 | 1 | CS | 4 | Preformed
584 | 112244480 |  | PA00000 | -33.8501 | 151.05 | 2 | CS | 4 | Comms
585 | 83076935 |  | FFFIBRE | -33.7264 | 151.1995 | 2 | CS | 1 | Comms
586 | 83076944 |  | FFFIBRE | -33.7273 | 151.1991 | 2 | CS | 1 | Comms
587 | 82484384 |  | FFFIBRE | -33.7271 | 151.2106 | 2 | CS | 1 | Comms
588 | 82484381 |  | FFFIBRE | -33.7271 | 151.2106 | 2 | CS | 1 | Comms
589 | 82484339 |  | FFFIBRE | -33.7277 | 151.2089 | 2 | CS | 1 | Comms
590 | 1834322 |  | FFFIBRE | -33.7279 | 151.2105 | 2 | CS | 1 | Comms
591 | 83076911 |  | FFFIBRE | -33.7263 | 151.2025 | 2 | CS | 1 | Comms
592 | 83076902 |  | FFFIBRE | -33.7272 | 151.2056 | 2 | CS | 1 | Comms
593 | 2378877 |  | FF00000 | -33.755 | 151.2438 | 2 | CS | 1 | Comms
594 | 2232880 |  | PY00000 | -33.7639 | 151.1906 | 1 | CS | 2 | Standard
595 | 113536282 |  | PY00000 | -33.7653 | 151.1909 | 1 | CS | 1 | Preformed
596 | 2232911 |  | PY00000 | -33.7825 | 151.1929 | 9 | CS | 1 | Vault
597 | 2232894 |  | PY00000 | -33.7694 | 151.1869 | 9 | CS | 1 | Vault
598 | 113536287 |  | PY00000 | -33.774 | 151.1822 | 1 | CS | 1 | Preformed
599 | 113536292 |  | PY00000 | -33.7848 | 151.1859 | 1 | CS | 1 | Preformed
600 | 1696130 |  | FF00000 | -33.7512 | 151.2873 | 1 | CS | 2 | Standard
601 | 113533257 |  | FF00000 | -33.7536 | 151.287 | 1 | CS | 1 | Preformed
602 | 113536077 |  | FF00000 | -33.7634 | 151.2735 | 1 | CS | 1 | Preformed
603 | 113534147 |  | MO00000 | -33.8497 | 151.269 | 1 | CS | 1 | Preformed
604 | 113534137 |  | MO00000 | -33.8499 | 151.269 | 1 | CS | 1 | Preformed
605 | 113534142 |  | MO00000 | -33.85 | 151.2691 | 1 | CS | 1 | Preformed
606 | 113536297 |  | GL00000 | -33.7921 | 151.1888 | 1 | CS | 4 | Preformed
607 | 78267405 |  | GL00000 | -33.7964 | 151.1822 | 1 | CS | 4 | Standard
608 | 2232922 |  | MO00000 | -33.7891 | 151.1982 | 1 | CS | 3 | Standard
609 | 113536302 |  | GL00000 | -33.7994 | 151.1933 | 1 | CS | 3 | Preformed
610 | 113537137 |  | MO00000 | -33.8156 | 151.2111 | 1 | CS | 1 | Preformed
611 | 2284412 |  | MO00000 | -33.8212 | 151.2119 | 9 | CS | 1 | Vault
612 | 113536382 |  | GL00000 | -33.8176 | 151.194 | 1 | CS | 1 | Preformed
613 | 113538052 |  | MO00000 | -33.8273 | 151.2454 | 1 | CS | 1 | Preformed
614 | 113536942 |  | GL00000 | -33.8275 | 151.1875 | 1 | CS | 1 | Preformed
615 | 2340237 |  | MO00000 | -33.8428 | 151.2138 | 2 | CS | 1 | Comms
616 | 2340235 |  | MO00000 | -33.8434 | 151.2131 | 2 | CS | 1 | Comms
617 | 2340236 |  | MO00000 | -33.8433 | 151.2129 | 2 | CS | 1 | Comms
618 | 113536492 |  | MO00000 | -33.8399 | 151.21 | 1 | CS | 1 | Preformed
619 | 113536487 |  | MO00000 | -33.8413 | 151.21 | 1 | CS | 1 | Preformed
620 | 113536662 |  | MO00000 | -33.8414 | 151.2101 | 1 | CS | 1 | Preformed
621 | 2340234 |  | MO00000 | -33.8454 | 151.2123 | 2 | CS | 1 | Comms
622 | 2340233 |  | MO00000 | -33.846 | 151.2122 | 2 | CS | 1 | Comms
623 | 2340232 |  | MO00000 | -33.8467 | 151.2127 | 1 | CS | 1 | Preformed
624 | 2043948 |  | MO00000 | -33.8467 | 151.2127 | 1 | CS | 3 | Preformed
625 | 113536572 |  | SY00000 | -33.8582 | 151.2092 | 1 | CS | 1 | Preformed
626 | 105590556 |  | SY00000 | -33.8612 | 151.2083 | 1 | Not CS | 0 | Preformed
627 | 113535792 |  | SY00000 | -33.8612 | 151.2075 | 1 | CS | 1 | Preformed
628 | 113537767 |  | SY00000 | -33.862 | 151.2071 | 1 | CS | 1 | Preformed
629 | 113537787 |  | SY00000 | -33.862 | 151.207 | 1 | CS | 1 | Preformed
630 | 113537792 |  | SY00000 | -33.862 | 151.2069 | 1 | CS | 2 | Preformed
631 | 113537797 |  | SY00000 | -33.862 | 151.207 | 1 | CS | 1 | Preformed
632 | 113537762 |  | SY00000 | -33.8621 | 151.2069 | 1 | CS | 1 | Preformed
633 | 113537772 |  | SY00000 | -33.862 | 151.2071 | 1 | CS | 1 | Preformed
634 | 113537777 |  | SY00000 | -33.8622 | 151.2071 | 1 | CS | 1 | Preformed
635 | 113537782 |  | SY00000 | -33.8622 | 151.207 | 1 | CS | 1 | Preformed
636 | 2387481 |  | SY00000 | -33.8617 | 151.2133 | 1 | CS | 3 | Joint Room
637 | 105494407 |  | SY00000 | -33.8615 | 151.2133 | 2 | CS | 1 | Comms
638 | 113536707 |  | SY00000 | -33.862 | 151.2132 | 1 | CS | 1 | Preformed
639 | 113534182 |  | SY00000 | -33.8634 | 151.2128 | 1 | CS | 1 | Preformed
640 | 113537717 |  | SY00000 | -33.8648 | 151.2116 | 1 | CS | 2 | Preformed
641 | 113534442 |  | SY00000 | -33.8638 | 151.2076 | 1 | CS | 1 | Preformed
642 | 113537892 |  | SY00000 | -33.8635 | 151.2099 | 1 | CS | 1 | Preformed
643 | 106273950 |  | SY00000 | -33.8651 | 151.2089 | 2 | CS | 2 | Comms
644 | 113537757 |  | SY00000 | -33.8652 | 151.2074 | 1 | CS | 1 | Preformed
645 | 113536862 |  | SY00000 | -33.8652 | 151.2063 | 1 | CS | 1 | Preformed
646 | 113533987 |  | SY00000 | -33.8652 | 151.2065 | 1 | CS | 2 | Preformed
647 | 113534902 |  | SY00000 | -33.8656 | 151.2063 | 1 | CS | 1 | Preformed
648 | 113534897 |  | SY00000 | -33.8656 | 151.2063 | 1 | CS | 2 | Preformed
649 | 113534307 |  | SY00000 | -33.8594 | 151.196 | 1 | CS | 1 | Preformed
650 | 113534407 |  | SY00000 | -33.8571 | 151.2053 | 1 | CS | 1 | Preformed
651 | 113537897 |  | SY00000 | -33.8611 | 151.2038 | 1 | CS | 1 | Preformed
652 | 113536832 |  | SY00000 | -33.8625 | 151.204 | 1 | CS | 1 | Preformed
653 | 113537032 |  | SY00000 | -33.8632 | 151.2055 | 1 | CS | 1 | Preformed
654 | 113534597 |  | SY00000 | -33.8637 | 151.2061 | 1 | CS | 1 | Preformed
655 | 113533857 |  | SY00000 | -33.8644 | 151.2056 | 1 | CS | 1 | Preformed
656 | 113533852 |  | SY00000 | -33.8647 | 151.2057 | 1 | CS | 1 | Preformed
657 | 113533847 |  | SY00000 | -33.865 | 151.2057 | 1 | CS | 1 | Preformed
658 | 113534907 |  | SY00000 | -33.8651 | 151.206 | 1 | CS | 1 | Preformed
659 | 113534812 |  | SY00000 | -33.8655 | 151.2058 | 1 | CS | 1 | Preformed
660 | 113534312 |  | SY00000 | -33.8642 | 151.2048 | 1 | CS | 1 | Preformed
661 | 113537912 |  | SY00000 | -33.8646 | 151.2047 | 1 | CS | 1 | Preformed
662 | 113537722 |  | SY00000 | -33.8655 | 151.2048 | 1 | CS | 1 | Preformed
663 | 105287027 |  | SY00000 | -33.8657 | 151.2035 | 1 | CS | 2 | Standard
664 | 109401753 |  | SY00000 | -33.8643 | 151.2032 | 1 | Not CS | 0 | Preformed
665 | 113534297 |  | LE00000 | -33.8677 | 151.18 | 1 | CS | 1 | Preformed
666 | 113533457 |  | LE00000 | -33.8665 | 151.192 | 1 | CS | 1 | Preformed
667 | 113534462 |  | LE00000 | -33.8666 | 151.1934 | 1 | CS | 1 | Preformed
668 | 113534802 |  | LE00000 | -33.8674 | 151.1895 | 1 | CS | 1 | Preformed
669 | 113534797 |  | LE00000 | -33.8675 | 151.1894 | 1 | CS | 1 | Preformed
670 | 2125532 |  | LE00000 | -33.8694 | 151.1879 | 1 | Not CS | 0 | Standard
671 | 113536762 |  | LE00000 | -33.8687 | 151.1903 | 1 | CS | 1 | Preformed
672 | 113536777 |  | LE00000 | -33.8687 | 151.1902 | 1 | CS | 1 | Preformed
673 | 113534467 |  | LE00000 | -33.8688 | 151.1906 | 1 | CS | 1 | Preformed
674 | 113536752 |  | LE00000 | -33.8687 | 151.1905 | 1 | CS | 1 | Preformed
675 | 113536757 |  | LE00000 | -33.8692 | 151.1905 | 1 | CS | 1 | Preformed
676 | 113534472 |  | LE00000 | -33.8692 | 151.1905 | 1 | CS | 1 | Preformed
677 | 113536787 |  | LE00000 | -33.8693 | 151.1905 | 1 | CS | 1 | Preformed
678 | 113534477 |  | LE00000 | -33.8693 | 151.1907 | 1 | CS | 2 | Preformed
679 | 113536767 |  | LE00000 | -33.8692 | 151.1898 | 1 | CS | 1 | Preformed
680 | 113536772 |  | LE00000 | -33.8691 | 151.1898 | 1 | CS | 1 | Preformed
681 | 113534492 |  | LE00000 | -33.8689 | 151.19 | 1 | CS | 1 | Preformed
682 | 113535827 |  | LE00000 | -33.8693 | 151.1899 | 1 | CS | 1 | Preformed
683 | 113533757 |  | LE00000 | -33.8695 | 151.1902 | 1 | CS | 1 | Preformed
684 | 113536882 |  | LE00000 | -33.8696 | 151.1902 | 1 | CS | 1 | Preformed
685 | 113536747 |  | LE00000 | -33.8695 | 151.1897 | 1 | CS | 1 | Preformed
686 | 113536887 |  | LE00000 | -33.8695 | 151.1898 | 1 | CS | 1 | Preformed
687 | 113536737 |  | LE00000 | -33.8694 | 151.1898 | 1 | CS | 2 | Preformed
688 | 113536782 |  | LE00000 | -33.8697 | 151.1896 | 1 | CS | 1 | Preformed
689 | 113536732 |  | LE00000 | -33.8697 | 151.1896 | 1 | CS | 1 | Preformed
690 | 113536742 |  | LE00000 | -33.8697 | 151.1904 | 1 | CS | 1 | Preformed
691 | 113536877 |  | LE00000 | -33.8697 | 151.1908 | 1 | CS | 1 | Preformed
692 | 113537992 |  | LE00000 | -33.8699 | 151.1907 | 1 | CS | 1 | Preformed
693 | 113536872 |  | LE00000 | -33.8698 | 151.1911 | 1 | CS | 1 | Preformed
694 | 113538002 |  | LE00000 | -33.87 | 151.191 | 1 | CS | 1 | Preformed
695 | 113534487 | 1003573080 | LE38279 | -33.8702 | 151.1911 | 1 | CS | 1 | Preformed
696 | 113538007 | 1003573081 | LE38278 | -33.8703 | 151.1912 | 1 | CS | 1 | Preformed
697 | 113537997 | 1003571113 | LE38272 | -33.8705 | 151.1913 | 1 | CS | 1 | Preformed
698 | 113534482 |  | LE00000 | -33.8704 | 151.1915 | 1 | CS | 1 | Preformed
699 | 105414305 |  | LE00000 | -33.8696 | 151.1952 | 1 | Not CS | 0 | Standard
700 | 105500187 |  | SY00000 | -33.8655 | 151.2127 | 2 | CS | 1 | Comms
701 | 105587929 |  | SY00000 | -33.8669 | 151.2108 | 2 | CS | 1 | Comms
702 | 113534007 |  | SY00000 | -33.8675 | 151.2107 | 1 | CS | 1 | Preformed
703 | 113538077 |  | SY00000 | -33.8677 | 151.2107 | 1 | CS | 1 | Preformed
704 | 113534887 |  | SY00000 | -33.8659 | 151.2063 | 1 | CS | 1 | Preformed
705 | 113534892 |  | SY00000 | -33.8659 | 151.2063 | 1 | CS | 1 | Preformed
706 | 113533982 |  | SY00000 | -33.8662 | 151.2064 | 1 | CS | 1 | Preformed
707 | 106261168 |  | SY00000 | -33.8657 | 151.2091 | 2 | CS | 1 | Comms
708 | 113537732 |  | SY00000 | -33.8659 | 151.2087 | 1 | CS | 1 | Preformed
709 | 113533922 |  | SY000NR | -33.8676 | 151.2099 | 1 | CS | 1 | Preformed
710 | 113537702 |  | SY000NR | -33.8675 | 151.2086 | 1 | CS | 1 | Preformed
711 | 113536087 |  | SY00000 | -33.8687 | 151.2193 | 1 | CS | 1 | Preformed
712 | 113536792 |  | SY00000 | -33.8684 | 151.2188 | 1 | CS | 1 | Preformed
713 | 113536092 |  | SY00000 | -33.8705 | 151.2189 | 1 | CS | 1 | Preformed
714 | 113537037 |  | SY00000 | -33.8733 | 151.2166 | 1 | CS | 1 | Preformed
715 | 113537062 |  | SY00000 | -33.8683 | 151.2086 | 1 | CS | 1 | Preformed
716 | 113533927 |  | SY00000 | -33.869 | 151.2068 | 1 | CS | 1 | Preformed
717 | 113537727 |  | SY00000 | -33.8678 | 151.2099 | 1 | CS | 1 | Preformed
718 | 113533967 |  | SY00000 | -33.8681 | 151.2097 | 1 | CS | 1 | Preformed
719 | 113534457 |  | SY000NA | -33.8691 | 151.2101 | 1 | CS | 1 | Preformed
720 | 113537152 |  | SY00000 | -33.87 | 151.2104 | 1 | CS | 1 | Preformed
722 | 113537742 |  | SY00000 | -33.8705 | 151.2101 | 1 | CS | 1 | Preformed
724 | 113537812 |  | SY00000 | -33.8707 | 151.2098 | 1 | CS | 1 | Preformed
725 | 1949480 |  | SY00000 | -33.87 | 151.2082 | 1 | CS | 2 | Standard
726 | 113537712 |  | SY00000 | -33.8699 | 151.207 | 1 | CS | 1 | Preformed
727 | 113537947 |  | SY00000 | -33.8681 | 151.2113 | 1 | CS | 1 | Preformed
728 | 113536672 |  | SY00000 | -33.8701 | 151.2123 | 1 | CS | 1 | Preformed
729 | 113536677 |  | SY00000 | -33.8703 | 151.2126 | 1 | CS | 1 | Preformed
730 | 113536682 |  | SY00000 | -33.8704 | 151.2127 | 1 | CS | 1 | Preformed
731 | 113536687 |  | SY00000 | -33.8706 | 151.2128 | 1 | CS | 1 | Preformed
732 | 113536512 |  | SY00000 | -33.8694 | 151.2119 | 1 | CS | 1 | Preformed
733 | 113536702 |  | SY00000 | -33.87 | 151.2119 | 1 | CS | 1 | Preformed
735 | 113536667 |  | SY00000 | -33.87 | 151.2121 | 1 | CS | 1 | Preformed
739 | 113536567 |  | SY00000 | -33.8706 | 151.2131 | 1 | CS | 1 | Preformed
740 | 113536552 |  | SY00000 | -33.8709 | 151.2131 | 1 | CS | 1 | Preformed
741 | 113536692 |  | SY00000 | -33.8709 | 151.2128 | 1 | CS | 1 | Preformed
742 | 113536697 |  | SY00000 | -33.8713 | 151.2128 | 1 | CS | 2 | Preformed
743 | 113534257 |  | SY00000 | -33.8715 | 151.2127 | 1 | CS | 1 | Preformed
744 | 113536557 |  | SY00000 | -33.8713 | 151.213 | 1 | CS | 1 | Preformed
745 | 113536562 |  | SY00000 | -33.8717 | 151.213 | 1 | CS | 1 | Preformed
746 | 113534252 |  | SY00000 | -33.8718 | 151.2127 | 1 | CS | 1 | Preformed
747 | 113535767 |  | SY00000 | -33.8721 | 151.2127 | 1 | CS | 1 | Preformed
748 | 113534247 |  | SY00000 | -33.8722 | 151.2127 | 1 | CS | 1 | Preformed
749 | 113534242 |  | SY00000 | -33.8724 | 151.2126 | 1 | CS | 2 | Preformed
750 | 113534237 |  | SY00000 | -33.8727 | 151.2126 | 1 | CS | 1 | Preformed
751 | 113534232 |  | SY00000 | -33.873 | 151.2125 | 1 | CS | 1 | Preformed
752 | 113535787 |  | SY00000 | -33.8734 | 151.2125 | 1 | CS | 2 | Preformed
753 | 113534227 |  | SY00000 | -33.8732 | 151.2124 | 1 | CS | 2 | Preformed
754 | 113533957 |  | SY00000 | -33.8735 | 151.2123 | 1 | CS | 2 | Preformed
755 | 113534762 |  | SY00000 | -33.8735 | 151.2122 | 1 | CS | 1 | Preformed
756 | 113534767 |  | SY00000 | -33.8735 | 151.2122 | 1 | CS | 1 | Preformed
757 | 113535782 |  | SY00000 | -33.8735 | 151.2124 | 1 | CS | 1 | Preformed
758 | 113534222 |  | SY00000 | -33.8735 | 151.2124 | 1 | CS | 1 | Preformed
759 | 113535772 |  | SY00000 | -33.8736 | 151.2124 | 1 | CS | 1 | Preformed
760 | 113535777 |  | SY00000 | -33.8736 | 151.2125 | 1 | CS | 1 | Preformed
761 | 113534117 |  | SY00000 | -33.8734 | 151.2111 | 1 | CS | 1 | Preformed
762 | 113534122 |  | SY00000 | -33.8734 | 151.2114 | 1 | CS | 1 | Preformed
763 | 113537902 |  | SY00000 | -33.8714 | 151.2071 | 1 | CS | 1 | Preformed
764 | 113536932 |  | SY00000 | -33.8709 | 151.2082 | 1 | CS | 1 | Preformed
765 | 113536587 |  | SY00000 | -33.8719 | 151.2069 | 1 | CS | 2 | Preformed
766 | 113536592 |  | SY00000 | -33.8719 | 151.2069 | 1 | CS | 1 | Preformed
767 | 113536577 |  | SY00000 | -33.8709 | 151.2094 | 1 | CS | 2 | Preformed
768 | 113534452 |  | SY00000 | -33.8708 | 151.21 | 1 | CS | 1 | Preformed
770 | 2207156 |  | SY00000 | -33.8719 | 151.2099 | 1 | CS | 2 | Standard
771 | 113537927 |  | SY00000 | -33.8722 | 151.2094 | 1 | CS | 1 | Preformed
772 | 2207155 |  | SY00000 | -33.8724 | 151.2099 | 1 | CS | 2 | Standard
773 | 113537737 |  | SY00000 | -33.8727 | 151.2099 | 1 | CS | 1 | Preformed
774 | 113537097 |  | SY00000 | -33.8727 | 151.2101 | 1 | CS | 1 | Preformed
775 | 107621997 |  | SY00000 | -33.8735 | 151.21 | 1 | CS | 1 | Preformed
776 | 107629111 |  | SY00000 | -33.8735 | 151.21 | 1 | CS | 1 | Preformed
777 | 107618187 |  | SY00000 | -33.8738 | 151.21 | 1 | CS | 2 | Standard
778 | 113533582 |  | SY00000 | -33.8731 | 151.209 | 1 | CS | 1 | Preformed
779 | 113537857 |  | SY00000 | -33.8731 | 151.2085 | 1 | CS | 2 | Preformed
780 | 113537697 |  | SY00000 | -33.8731 | 151.2073 | 1 | CS | 1 | Preformed
781 | 113536722 |  | SY00000 | -33.8682 | 151.1963 | 1 | CS | 1 | Preformed
782 | 113534882 |  | SY00000 | -33.8662 | 151.2062 | 1 | CS | 1 | Preformed
783 | 113534877 |  | SY00000 | -33.8663 | 151.2063 | 1 | CS | 2 | Preformed
784 | 113534872 |  | SY00000 | -33.8666 | 151.2062 | 1 | CS | 1 | Preformed
785 | 113534867 |  | SY00000 | -33.8666 | 151.2062 | 1 | CS | 1 | Preformed
786 | 113537132 |  | SY00000 | -33.8678 | 151.2059 | 1 | CS | 1 | Preformed
787 | 105939990 |  | SY00000 | -33.8666 | 151.2052 | 2 | CS | 1 | Comms
788 | 105939993 |  | SY00000 | -33.8666 | 151.2052 | 2 | CS | 3 | Comms
789 | 113534202 |  | SY00000 | -33.8678 | 151.2052 | 1 | CS | 3 | Preformed
790 | 113537842 |  | SY00000 | -33.8668 | 151.2028 | 1 | CS | 2 | Preformed
791 | 113537837 |  | SY00000 | -33.867 | 151.2027 | 1 | CS | 1 | Preformed
792 | 113537827 |  | SY00000 | -33.867 | 151.2024 | 1 | CS | 2 | Preformed
793 | 113537832 |  | SY00000 | -33.867 | 151.2025 | 1 | CS | 1 | Preformed
794 | 113537817 |  | SY00000 | -33.8668 | 151.2019 | 1 | CS | 2 | Preformed
795 | 113537822 |  | SY00000 | -33.867 | 151.2019 | 1 | CS | 2 | Preformed
796 | 113537852 |  | SY00000 | -33.8665 | 151.2032 | 1 | CS | 2 | Preformed
797 | 113537807 |  | SY00000 | -33.8669 | 151.2035 | 1 | CS | 2 | Preformed
798 | 113537847 |  | SY00000 | -33.8669 | 151.203 | 1 | CS | 1 | Preformed
799 | 113537802 |  | SY00000 | -33.867 | 151.2033 | 1 | CS | 1 | Preformed
800 | 99035215 |  | SY00000 | -33.8678 | 151.2027 | 9 | CS | 2 | Vault
801 | 113537877 |  | SY00000 | -33.8688 | 151.2023 | 1 | CS | 2 | Preformed
802 | 113537872 |  | SY00000 | -33.8688 | 151.2021 | 1 | CS | 1 | Preformed
803 | 113537867 |  | SY00000 | -33.8688 | 151.2021 | 1 | CS | 1 | Preformed
804 | 113537917 |  | SY00000 | -33.8684 | 151.2051 | 1 | CS | 1 | Preformed
805 | 113537707 |  | SY00000 | -33.8688 | 151.206 | 1 | CS | 2 | Preformed
806 | 113537862 |  | SY000NA | -33.8707 | 151.2062 | 1 | CS | 2 | Preformed
807 | 113537907 |  | SY00000 | -33.8701 | 151.2053 | 1 | CS | 2 | Preformed
808 | 113537922 |  | SY00000 | -33.8704 | 151.2054 | 1 | CS | 1 | Preformed
809 | 113534052 |  | SY000NR | -33.8726 | 151.2064 | 1 | CS | 1 | Preformed
810 | 113533947 |  | SY00000 | -33.8727 | 151.205 | 1 | CS | 1 | Preformed
811 | 113538012 |  | SY00000 | -33.8725 | 151.2058 | 1 | CS | 1 | Preformed
812 | 295319852 |  | SY00000 | -33.8738 | 151.2043 | 1 | CS | 2 | Preformed
813 | 113534402 |  | SY000NA | -33.8698 | 151.1971 | 1 | CS | 1 | Preformed
814 | 113533667 |  | SY00000 | -33.8726 | 151.1984 | 1 | CS | 1 | Preformed
815 | 113534817 |  | SY00000 | -33.8745 | 151.2042 | 1 | CS | 1 | Preformed
816 | 115347684 |  | SY00000 | -33.8741 | 151.2067 | 1 | Not CS | 0 | Preformed
817 | 113536507 |  | SY00000 | -33.8742 | 151.2067 | 1 | CS | 1 | Preformed
818 | 113537317 |  | SY00000 | -33.8743 | 151.2063 | 1 | CS | 3 | Preformed
819 | 113537447 |  | SY00000 | -33.8742 | 151.2062 | 1 | CS | 1 | Preformed
820 | 105989450 |  | SYOPTUS | -33.8744 | 151.206 | 2 | Not CS | 0 | Comms
821 | 105015616 |  | SY00000 | -33.8755 | 151.2078 | 1 | Not CS | 0 | Standard
822 | 113534702 |  | SY00000 | -33.8757 | 151.2078 | 1 | CS | 1 | Preformed
823 | 113536867 |  | SY00000 | -33.8774 | 151.2077 | 1 | CS | 1 | Preformed
824 | 113536957 |  | SY00000 | -33.878 | 151.2075 | 1 | CS | 1 | Preformed
825 | 113534437 |  | SY00000 | -33.8756 | 151.2039 | 1 | CS | 1 | Preformed
826 | 113533937 |  | SY00000 | -33.8763 | 151.2034 | 1 | CS | 1 | Preformed
827 | 113536922 |  | SY000NR | -33.8776 | 151.2031 | 1 | CS | 1 | Preformed
828 | 113536912 |  | SY00000 | -33.878 | 151.2032 | 1 | CS | 1 | Preformed
829 | 113536927 |  | SY000NR | -33.8782 | 151.2033 | 1 | CS | 1 | Preformed
830 | 113536907 |  | SY00000 | -33.8785 | 151.2032 | 1 | CS | 1 | Preformed
831 | 113536902 |  | SY00000 | -33.8787 | 151.2033 | 1 | CS | 1 | Preformed
832 | 113537887 |  | SY00000 | -33.8787 | 151.2041 | 1 | CS | 1 | Preformed
833 | 113537882 |  | SY00000 | -33.8787 | 151.2041 | 1 | CS | 1 | Preformed
834 | 113536892 |  | SY00000 | -33.8789 | 151.2033 | 1 | CS | 1 | Preformed
835 | 113536897 |  | SY00000 | -33.8789 | 151.2033 | 1 | CS | 1 | Preformed
836 | 113533912 |  | SY00000 | -33.8785 | 151.2047 | 1 | CS | 1 | Preformed
837 | 113537257 |  | SY00000 | -33.8816 | 151.2061 | 1 | CS | 1 | Preformed
838 | 113537207 |  | SY00000 | -33.8818 | 151.206 | 1 | CS | 1 | Preformed
839 | 113537202 |  | SY00000 | -33.8819 | 151.2059 | 1 | CS | 1 | Preformed
840 | 113537212 |  | SY00000 | -33.882 | 151.206 | 1 | CS | 1 | Preformed
841 | 113537937 |  | SY00000 | -33.882 | 151.2052 | 1 | CS | 1 | Preformed
842 | 113537277 |  | SY00000 | -33.8826 | 151.2083 | 1 | CS | 1 | Preformed
843 | 113537262 |  | SY00000 | -33.8823 | 151.2075 | 1 | CS | 1 | Preformed
844 | 113537267 |  | SY00000 | -33.8824 | 151.2077 | 1 | CS | 1 | Preformed
845 | 113537247 |  | SY00000 | -33.8826 | 151.2077 | 1 | CS | 1 | Preformed
846 | 113537272 |  | SY00000 | -33.8825 | 151.2079 | 1 | CS | 1 | Preformed
847 | 113537242 |  | SY00000 | -33.8827 | 151.2076 | 1 | CS | 1 | Preformed
848 | 113537222 |  | SY00000 | -33.8821 | 151.2066 | 1 | CS | 1 | Preformed
849 | 113537217 |  | SY00000 | -33.8822 | 151.2065 | 1 | CS | 1 | Preformed
850 | 113537232 |  | SY00000 | -33.8823 | 151.207 | 1 | CS | 1 | Preformed
851 | 113537227 |  | SY00000 | -33.8824 | 151.2069 | 1 | CS | 1 | Preformed
852 | 113537237 |  | SY00000 | -33.8826 | 151.2072 | 1 | CS | 1 | Preformed
853 | 113537252 |  | SY00000 | -33.8828 | 151.2075 | 1 | CS | 1 | Preformed
854 | 113537282 |  | SY00000 | -33.8828 | 151.2082 | 1 | CS | 1 | Preformed
855 | 113537987 |  | SY00000 | -33.883 | 151.2083 | 1 | CS | 1 | Preformed
856 | 113537287 |  | SY00000 | -33.8828 | 151.2082 | 1 | CS | 1 | Preformed
857 | 113537982 |  | SY00000 | -33.8831 | 151.2082 | 1 | CS | 1 | Preformed
858 | 113534782 |  | SY00000 | -33.8833 | 151.2019 | 1 | CS | 1 | Preformed
859 | 113537462 |  | SY00000 | -33.8839 | 151.202 | 1 | CS | 1 | Preformed
860 | 113537162 |  | SY00000 | -33.8842 | 151.2019 | 1 | CS | 1 | Preformed
861 | 113537187 |  | SY00000 | -33.8843 | 151.2013 | 1 | CS | 1 | Preformed
862 | 113537157 |  | SY00000 | -33.8843 | 151.2016 | 1 | CS | 1 | Preformed
863 | 114670619 |  | SY00000 | -33.8844 | 151.2009 | 1 | CS | 1 | Preformed
864 | 113537177 |  | SY00000 | -33.8844 | 151.2008 | 1 | CS | 1 | Preformed
865 | 113537182 |  | SY00000 | -33.8844 | 151.201 | 1 | CS | 1 | Preformed
866 | 113537172 |  | SY00000 | -33.8844 | 151.2005 | 1 | CS | 1 | Preformed
867 | 113537167 |  | SY00000 | -33.8844 | 151.2003 | 1 | CS | 1 | Preformed
868 | 113536817 |  | SY00000 | -33.8844 | 151.1999 | 1 | CS | 1 | Preformed
869 | 113536822 |  | SY00000 | -33.8844 | 151.2002 | 1 | CS | 1 | Preformed
870 | 113536812 |  | SY00000 | -33.8844 | 151.1993 | 1 | CS | 2 | Preformed
871 | 113534777 |  | SY00000 | -33.8844 | 151.1997 | 1 | CS | 1 | Preformed
872 | 113535317 |  | SY00000 | -33.8844 | 151.1987 | 1 | CS | 1 | Preformed
873 | 113536807 |  | SY00000 | -33.8844 | 151.1991 | 1 | CS | 1 | Preformed
874 | 113538072 |  | SY00000 | -33.8844 | 151.1976 | 1 | CS | 1 | Preformed
875 | 115764544 |  | SY00000 | -33.8831 | 151.1962 | 2 | CS | 1 | Comms
876 | 113537452 |  | LE00000 | -33.8843 | 151.1957 | 1 | CS | 1 | Preformed
877 | 107618118 |  | SY00000 | -33.8741 | 151.2099 | 1 | CS | 1 | Preformed
878 | 107607028 |  | SY00000 | -33.8743 | 151.2099 | 1 | CS | 1 | Preformed
879 | 107604128 |  | SY00000 | -33.8745 | 151.2099 | 1 | CS | 1 | Preformed
880 | 107595684 |  | SY00000 | -33.8746 | 151.2099 | 1 | Not CS | 0 | Preformed
881 | 107571756 |  | SY00000 | -33.8746 | 151.2099 | 1 | CS | 1 | Preformed
882 | 107513424 |  | SY00000 | -33.8748 | 151.2099 | 1 | CS | 1 | Preformed
883 | 106235046 |  | SY00000 | -33.8739 | 151.2133 | 1 | CS | 2 | Standard
884 | 113534162 |  | SY00000 | -33.8738 | 151.2142 | 1 | CS | 1 | Preformed
885 | 106260261 |  | SY00000 | -33.8741 | 151.2143 | 2 | CS | 1 | Comms
886 | 106260336 |  | SY00000 | -33.8742 | 151.2143 | 2 | CS | 1 | Comms
887 | 113536622 |  | SY00000 | -33.8742 | 151.2124 | 1 | CS | 1 | Preformed
888 | 113536627 |  | SY00000 | -33.8745 | 151.2124 | 1 | CS | 1 | Preformed
889 | 113536632 |  | SY00000 | -33.875 | 151.2123 | 1 | CS | 1 | Preformed
890 | 113536637 |  | SY00000 | -33.8752 | 151.2123 | 1 | CS | 2 | Preformed
891 | 118452898 |  | SY00000 | -33.8752 | 151.2125 | 1 | Not CS | 0 | Preformed
892 | 113536642 |  | SY00000 | -33.8755 | 151.2123 | 1 | CS | 1 | Preformed
893 | 113536652 |  | SY00000 | -33.876 | 151.2122 | 1 | CS | 1 | Preformed
894 | 113536647 |  | SY00000 | -33.8758 | 151.2122 | 1 | CS | 1 | Preformed
895 | 113536657 |  | SY00000 | -33.8764 | 151.2122 | 1 | CS | 2 | Preformed
896 | 107497136 |  | SY00000 | -33.8753 | 151.2098 | 1 | Not CS | 0 | Preformed
897 | 107493052 |  | SY00000 | -33.8756 | 151.2098 | 1 | CS | 1 | Preformed
898 | 107493034 |  | SY00000 | -33.8757 | 151.2097 | 1 | Not CS | 0 | Preformed
899 | 107455866 |  | SY00000 | -33.8761 | 151.2097 | 1 | Not CS | 0 | Preformed
900 | 107440968 |  | SY00000 | -33.8763 | 151.2097 | 1 | CS | 1 | Preformed
901 | 107440893 |  | SY00000 | -33.8764 | 151.2097 | 1 | Not CS | 0 | Preformed
902 | 113535817 |  | SY00000 | -33.8766 | 151.2097 | 1 | CS | 1 | Preformed
903 | 113535822 |  | SY00000 | -33.8767 | 151.2096 | 1 | CS | 1 | Preformed
904 | 113536602 |  | SY00000 | -33.8773 | 151.2093 | 1 | CS | 1 | Preformed
905 | 113536837 |  | SY00000 | -33.8779 | 151.2092 | 1 | CS | 1 | Preformed
906 | 113534807 |  | SY00000 | -33.8743 | 151.2154 | 1 | CS | 1 | Preformed
907 | 113533637 |  | SY000NR | -33.8806 | 151.2172 | 1 | CS | 1 | Preformed
908 | 113533642 |  | SY000NR | -33.8806 | 151.2172 | 1 | CS | 1 | Preformed
909 | 113533627 |  | SY00000 | -33.8794 | 151.2197 | 1 | CS | 1 | Preformed
910 | 113533662 |  | SY00000 | -33.8827 | 151.2202 | 1 | CS | 1 | Preformed
911 | 113533632 |  | SY00000 | -33.8837 | 151.2216 | 1 | CS | 1 | Preformed
912 | 113535852 |  | SY00000 | -33.8832 | 151.2206 | 1 | CS | 1 | Preformed
913 | 113534757 |  | SY00000 | -33.8829 | 151.2173 | 1 | CS | 1 | Preformed
914 | 113536607 |  | SY00000 | -33.8788 | 151.2091 | 1 | CS | 1 | Preformed
915 | 113536612 |  | SY00000 | -33.8791 | 151.209 | 1 | CS | 1 | Preformed
916 | 113536617 |  | SY00000 | -33.8793 | 151.209 | 1 | CS | 1 | Preformed
917 | 113536597 |  | SY00000 | -33.8787 | 151.2091 | 1 | CS | 1 | Preformed
918 | 113534447 |  | SY00000 | -33.8801 | 151.2091 | 1 | CS | 1 | Preformed
919 | 113534772 |  | SY00000 | -33.8798 | 151.2089 | 1 | CS | 1 | Preformed
920 | 113533942 |  | SY00000 | -33.8786 | 151.2116 | 1 | CS | 1 | Preformed
921 | 113535857 |  | SY00000 | -33.8839 | 151.2128 | 1 | CS | 1 | Preformed
922 | 113536502 |  | SY00000 | -33.8819 | 151.2088 | 1 | CS | 1 | Preformed
923 | 113537297 |  | SY00000 | -33.8822 | 151.2087 | 1 | CS | 1 | Preformed
924 | 113537292 |  | SY00000 | -33.8824 | 151.2086 | 1 | CS | 1 | Preformed
925 | 113533352 |  | SY00000 | -33.8826 | 151.2105 | 1 | CS | 4 | Preformed
926 | 113533347 |  | SY00000 | -33.8826 | 151.2105 | 1 | CS | 1 | Preformed
927 | 113533617 |  | SY00000 | -33.8852 | 151.2143 | 1 | CS | 1 | Preformed
928 | 113533622 |  | SY00000 | -33.8862 | 151.2137 | 1 | CS | 1 | Preformed
929 | 295328442 |  | SY00000 | -33.8884 | 151.2116 | 1 | CS | 2 | Standard
930 | 113534322 |  | SY00000 | -33.8872 | 151.211 | 1 | CS | 1 | Preformed
931 | 113537747 |  | SY00000 | -33.8906 | 151.2208 | 1 | CS | 1 | Preformed
932 | 113533597 |  | SY00000 | -33.8916 | 151.2208 | 1 | CS | 1 | Preformed
933 | 113533592 |  | SY00000 | -33.8931 | 151.221 | 1 | CS | 1 | Preformed
934 | 113533647 |  | SY00000 | -33.8935 | 151.2211 | 1 | CS | 1 | Preformed
935 | 113533512 |  | SY00000 | -33.8926 | 151.2165 | 1 | CS | 1 | Preformed
936 | 113533517 |  | SY00000 | -33.8929 | 151.2165 | 1 | CS | 1 | Preformed
937 | 113533522 |  | SY00000 | -33.8933 | 151.2164 | 1 | CS | 1 | Preformed
938 | 113533527 |  | SY00000 | -33.8935 | 151.2164 | 1 | CS | 2 | Preformed
939 | 113533532 |  | SY00000 | -33.8936 | 151.2163 | 1 | CS | 1 | Preformed
940 | 113533537 |  | SY00000 | -33.8938 | 151.2163 | 1 | CS | 1 | Preformed
941 | 113533542 |  | SY00000 | -33.8939 | 151.2163 | 1 | CS | 1 | Preformed
942 | 113533547 |  | SY00000 | -33.894 | 151.2163 | 1 | CS | 1 | Preformed
943 | 113533552 |  | SY00000 | -33.8942 | 151.2162 | 1 | CS | 1 | Preformed
944 | 113533572 |  | SY00000 | -33.8946 | 151.2161 | 1 | CS | 1 | Preformed
945 | 113533567 |  | SY00000 | -33.8948 | 151.2161 | 1 | CS | 1 | Preformed
946 | 113533557 |  | SY00000 | -33.8949 | 151.2161 | 1 | CS | 1 | Preformed
947 | 113533562 |  | SY00000 | -33.8951 | 151.216 | 1 | CS | 1 | Preformed
948 | 113535512 |  | SY00000 | -33.8929 | 151.2051 | 1 | CS | 1 | Preformed
949 | 113535517 |  | SY00000 | -33.8929 | 151.2052 | 1 | CS | 1 | Preformed
950 | 113535507 |  | SY00000 | -33.8929 | 151.2051 | 1 | CS | 1 | Preformed
951 | 113535502 |  | SY00000 | -33.8928 | 151.2049 | 1 | CS | 1 | Preformed
952 | 113535497 |  | SY00000 | -33.8928 | 151.2049 | 1 | CS | 1 | Preformed
953 | 113535487 |  | SY00000 | -33.8928 | 151.2048 | 1 | CS | 1 | Preformed
954 | 113535492 |  | SY00000 | -33.8928 | 151.2049 | 1 | CS | 1 | Preformed
955 | 113535477 |  | SY00000 | -33.8928 | 151.2046 | 1 | CS | 1 | Preformed
956 | 113535482 |  | SY00000 | -33.8928 | 151.2047 | 1 | CS | 1 | Preformed
957 | 113535472 |  | SY00000 | -33.8928 | 151.2045 | 1 | CS | 1 | Preformed
958 | 113535647 |  | SY00000 | -33.8928 | 151.2036 | 1 | CS | 1 | Preformed
959 | 113535632 |  | SY00000 | -33.8929 | 151.2038 | 1 | CS | 1 | Preformed
960 | 113535637 |  | SY00000 | -33.8928 | 151.2037 | 1 | CS | 1 | Preformed
961 | 113535642 |  | SY00000 | -33.8928 | 151.2037 | 1 | CS | 1 | Preformed
962 | 113535552 |  | SY00000 | -33.8926 | 151.2032 | 1 | CS | 1 | Preformed
963 | 113535547 |  | SY00000 | -33.8926 | 151.2032 | 1 | CS | 1 | Preformed
964 | 113535537 |  | SY00000 | -33.8926 | 151.2031 | 1 | CS | 1 | Preformed
965 | 113535542 |  | SY00000 | -33.8926 | 151.2031 | 1 | CS | 1 | Preformed
966 | 113535652 |  | SY00000 | -33.8928 | 151.2036 | 1 | CS | 1 | Preformed
967 | 113535527 |  | SY00000 | -33.8925 | 151.2023 | 1 | CS | 1 | Preformed
968 | 113535577 |  | SY00000 | -33.8924 | 151.2021 | 1 | CS | 1 | Preformed
969 | 113535662 |  | SY00000 | -33.8927 | 151.2029 | 1 | CS | 1 | Preformed
970 | 113535657 |  | SY00000 | -33.8927 | 151.2026 | 1 | CS | 1 | Preformed
971 | 113535532 |  | SY00000 | -33.8926 | 151.203 | 1 | CS | 1 | Preformed
972 | 113535582 |  | SY00000 | -33.8927 | 151.2022 | 1 | CS | 1 | Preformed
973 | 113535712 |  | SY00000 | -33.8923 | 151.201 | 1 | CS | 1 | Preformed
974 | 113535717 |  | SY00000 | -33.8923 | 151.201 | 1 | CS | 1 | Preformed
975 | 113535697 |  | SY00000 | -33.8924 | 151.2014 | 1 | CS | 1 | Preformed
976 | 113535572 |  | SY00000 | -33.8924 | 151.2015 | 1 | CS | 1 | Preformed
977 | 113535707 |  | SY00000 | -33.8923 | 151.2011 | 1 | CS | 1 | Preformed
978 | 113535702 |  | SY00000 | -33.8923 | 151.2012 | 1 | CS | 1 | Preformed
979 | 113535607 |  | SY00000 | -33.8925 | 151.2013 | 1 | CS | 1 | Preformed
980 | 113535612 |  | SY00000 | -33.8925 | 151.2011 | 1 | CS | 1 | Preformed
981 | 113535617 |  | SY00000 | -33.8925 | 151.201 | 1 | CS | 1 | Preformed
982 | 113535562 |  | SY00000 | -33.8924 | 151.2018 | 1 | CS | 1 | Preformed
983 | 113535557 |  | SY00000 | -33.8924 | 151.2019 | 1 | CS | 1 | Preformed
984 | 113535567 |  | SY00000 | -33.8924 | 151.2017 | 1 | CS | 1 | Preformed
985 | 113535587 |  | SY00000 | -33.8925 | 151.2017 | 1 | CS | 1 | Preformed
986 | 113535597 |  | SY00000 | -33.8926 | 151.2018 | 1 | CS | 1 | Preformed
987 | 113535592 |  | SY00000 | -33.8926 | 151.2017 | 1 | CS | 1 | Preformed
988 | 113535602 |  | SY00000 | -33.8926 | 151.2019 | 1 | CS | 1 | Preformed
989 | 113535522 |  | SY00000 | -33.8929 | 151.2052 | 1 | CS | 1 | Preformed
990 | 113535457 |  | SY00000 | -33.893 | 151.2048 | 1 | CS | 1 | Preformed
991 | 113535417 |  | SY00000 | -33.893 | 151.2059 | 1 | CS | 1 | Preformed
992 | 113535412 |  | SY00000 | -33.893 | 151.2059 | 1 | CS | 1 | Preformed
993 | 113535407 |  | SY00000 | -33.893 | 151.2058 | 1 | CS | 1 | Preformed
994 | 113535402 |  | SY00000 | -33.893 | 151.2058 | 1 | CS | 1 | Preformed
995 | 113535397 |  | SY00000 | -33.8929 | 151.2057 | 1 | CS | 1 | Preformed
996 | 113535427 |  | SY00000 | -33.893 | 151.2061 | 1 | CS | 1 | Preformed
997 | 113535432 |  | SY00000 | -33.893 | 151.2061 | 1 | CS | 1 | Preformed
998 | 113535422 |  | SY00000 | -33.893 | 151.206 | 1 | CS | 1 | Preformed
999 | 113535462 |  | SY00000 | -33.8929 | 151.2045 | 1 | CS | 1 | Preformed
1000 | 113535467 |  | SY00000 | -33.8929 | 151.2045 | 1 | CS | 1 | Preformed
1001 | 113535437 |  | SY00000 | -33.893 | 151.2047 | 1 | CS | 1 | Preformed
1002 | 113535452 |  | SY00000 | -33.893 | 151.2048 | 1 | CS | 1 | Preformed
1003 | 113535442 |  | SY00000 | -33.893 | 151.2047 | 1 | CS | 1 | Preformed
1004 | 113535447 |  | SY00000 | -33.893 | 151.2047 | 1 | CS | 1 | Preformed
1005 | 113535722 |  | SY00000 | -33.8923 | 151.2009 | 1 | CS | 1 | Preformed
1006 | 113535622 |  | SY00000 | -33.8925 | 151.201 | 1 | CS | 1 | Preformed
1007 | 113535627 |  | SY00000 | -33.8924 | 151.2008 | 1 | CS | 1 | Preformed
1008 | 113535687 |  | SY00000 | -33.8925 | 151.2007 | 1 | CS | 1 | Preformed
1009 | 113535682 |  | SY00000 | -33.8926 | 151.2006 | 1 | CS | 1 | Preformed
1010 | 113535677 |  | SY00000 | -33.8926 | 151.2006 | 1 | CS | 1 | Preformed
1011 | 113535672 |  | SY00000 | -33.8926 | 151.2006 | 1 | CS | 1 | Preformed
1012 | 113535667 |  | SY00000 | -33.8927 | 151.2006 | 1 | CS | 1 | Preformed
1013 | 113535692 |  | SY00000 | -33.8924 | 151.2004 | 1 | CS | 1 | Preformed
1014 | 113533997 |  | LE00000 | -33.8806 | 151.1679 | 1 | CS | 1 | Preformed
1015 | 113535832 |  | LE00000 | -33.8808 | 151.1711 | 1 | CS | 1 | Preformed
1016 | 113534002 |  | LE00000 | -33.8824 | 151.1734 | 1 | CS | 1 | Preformed
1017 | 81501042 |  | LE00000 | -33.8906 | 151.1818 | 1 | CS | 2 | Standard
1018 | 113533867 |  | LE00000 | -33.8875 | 151.1892 | 1 | CS | 1 | Preformed
1019 | 113537012 |  | LE00000 | -33.8938 | 151.1833 | 1 | CS | 1 | Preformed
1020 | 113537127 |  | LE00000 | -33.8939 | 151.1829 | 1 | CS | 1 | Preformed
1021 | 113537007 |  | LE00000 | -33.8939 | 151.1832 | 1 | CS | 1 | Preformed
1022 | 113537002 |  | LE00000 | -33.8941 | 151.183 | 1 | CS | 1 | Preformed
1023 | 113537122 |  | LE00000 | -33.8941 | 151.1827 | 1 | CS | 1 | Preformed
1024 | 113537117 |  | LE00000 | -33.8944 | 151.1824 | 1 | CS | 1 | Preformed
1025 | 113536997 |  | LE00000 | -33.8943 | 151.1827 | 1 | CS | 1 | Preformed
1026 | 113536992 |  | LE00000 | -33.8946 | 151.1824 | 1 | CS | 1 | Preformed
1027 | 113537112 |  | LE00000 | -33.8946 | 151.1822 | 1 | CS | 1 | Preformed
1028 | 113536987 |  | LE00000 | -33.8948 | 151.1822 | 1 | CS | 1 | Preformed
1029 | 113537107 |  | LE00000 | -33.895 | 151.1818 | 1 | CS | 1 | Preformed
1030 | 113537092 |  | LE00000 | -33.8953 | 151.1816 | 1 | CS | 1 | Preformed
1031 | 113536982 |  | LE00000 | -33.8952 | 151.1818 | 1 | CS | 1 | Preformed
1032 | 113536977 |  | LE00000 | -33.8955 | 151.1816 | 1 | CS | 1 | Preformed
1033 | 113537087 |  | LE00000 | -33.8955 | 151.1813 | 1 | CS | 1 | Preformed
1034 | 2288706 |  | LE00000 | -33.8878 | 151.1679 | 1 | CS | 1 | Standard
1035 | 113537457 |  | LE00000 | -33.8863 | 151.1792 | 1 | CS | 1 | Preformed
1036 | 113537082 |  | LE00000 | -33.8956 | 151.1812 | 1 | CS | 1 | Preformed
1037 | 113537077 |  | LE00000 | -33.8957 | 151.1811 | 1 | Not CS | 0 | Preformed
1038 | 113536972 |  | LE00000 | -33.8959 | 151.1811 | 1 | CS | 1 | Preformed
1039 | 113537067 |  | LE00000 | -33.8959 | 151.1808 | 1 | CS | 1 | Preformed
1040 | 113536967 |  | LE00000 | -33.8961 | 151.1808 | 1 | CS | 1 | Preformed
1041 | 113537017 |  | LE00000 | -33.8963 | 151.1804 | 1 | CS | 1 | Preformed
1042 | 113537027 |  | LE00000 | -33.8966 | 151.1799 | 1 | CS | 1 | Preformed
1043 | 113537022 |  | LE00000 | -33.8968 | 151.1796 | 1 | CS | 2 | Preformed
1044 | 113537072 |  | LE00000 | -33.8968 | 151.1794 | 1 | CS | 1 | Preformed
1045 | 113537042 |  | SY00000 | -33.8681 | 151.2364 | 1 | CS | 1 | Preformed
1046 | 113537047 |  | SY00000 | -33.8681 | 151.2363 | 1 | CS | 4 | Preformed
1047 | 113534792 |  | SY00000 | -33.8707 | 151.2294 | 1 | CS | 1 | Preformed
1048 | 113533482 |  | SY00000 | -33.8712 | 151.2282 | 1 | CS | 2 | Preformed
1049 | 113534787 |  | SY00000 | -33.8729 | 151.2265 | 1 | CS | 1 | Preformed
1050 | 113536947 |  | SY00000 | -33.8702 | 151.2225 | 1 | CS | 1 | Preformed
1051 | 113534167 |  | SY00000 | -33.8695 | 151.2719 | 1 | CS | 2 | Preformed
1052 | 2872689 |  | SY00000 | -33.8709 | 151.2625 | 1 | CS | 1 | Standard
1053 | 113535092 |  | SY00000 | -33.8725 | 151.2616 | 1 | CS | 4 | Preformed
1054 | 113535087 |  | SY00000 | -33.8725 | 151.2617 | 1 | CS | 1 | Preformed
1055 | 113534132 |  | SY00000 | -33.8873 | 151.2699 | 1 | CS | 3 | Preformed
1056 | 113534127 |  | SY00000 | -33.8887 | 151.2706 | 1 | CS | 4 | Preformed
1057 | 113534607 |  | SY00000 | -33.8905 | 151.2726 | 1 | CS | 4 | Preformed
1058 | 113534027 |  | SY00000 | -33.8902 | 151.2722 | 1 | CS | 1 | Preformed
1059 | 113534032 |  | SY00000 | -33.8902 | 151.2725 | 1 | CS | 1 | Preformed
1060 | 113534022 |  | SY00000 | -33.8898 | 151.2715 | 1 | CS | 4 | Preformed
1061 | 91774633 |  | SY00000 | -33.8916 | 151.2607 | 1 | CS | 4 | Standard
1062 | 91615529 |  | SY00000 | -33.8916 | 151.2605 | 1 | CS | 4 | Standard
1063 | 113534677 |  | SY00000 | -33.8915 | 151.2614 | 1 | CS | 1 | Preformed
1064 | 113534417 |  | SY00000 | -33.8916 | 151.2614 | 1 | CS | 1 | Preformed
1065 | 91774651 |  | SY00000 | -33.8917 | 151.2607 | 1 | CS | 2 | Standard
1066 | 91774671 |  | SY00000 | -33.8917 | 151.2607 | 1 | CS | 2 | Standard
1067 | 91774690 |  | SY00000 | -33.8918 | 151.2607 | 1 | CS | 2 | Standard
1068 | 113534422 |  | SY00000 | -33.8934 | 151.261 | 1 | CS | 4 | Preformed
1069 | 113534412 |  | SY00000 | -33.8938 | 151.2606 | 1 | CS | 1 | Preformed
1070 | 113534157 |  | SY00000 | -33.8856 | 151.2447 | 1 | CS | 1 | Preformed
1071 | 113536347 |  | SY00000 | -33.8858 | 151.2466 | 1 | CS | 1 | Preformed
1072 | 113533882 |  | SY00000 | -33.892 | 151.2496 | 1 | CS | 1 | Preformed
1073 | 113533907 |  | SY00000 | -33.8736 | 151.224 | 1 | CS | 1 | Preformed
1074 | 113533607 |  | SY00000 | -33.875 | 151.2237 | 1 | CS | 1 | Preformed
1075 | 113533362 |  | SY00000 | -33.8763 | 151.2284 | 1 | CS | 1 | Preformed
1076 | 113533612 |  | SY00000 | -33.877 | 151.2289 | 1 | CS | 1 | Preformed
1077 | 113535847 | 1003591175 | SY30548 | -33.8824 | 151.2265 | 1 | CS | 1 | Preformed
1078 | 113534112 |  | SY00000 | -33.8741 | 151.2345 | 1 | CS | 4 | Preformed
1079 | 113534107 |  | SY00000 | -33.8742 | 151.2344 | 1 | CS | 4 | Preformed
1080 | 113536797 |  | SY00000 | -33.873 | 151.237 | 1 | CS | 1 | Preformed
1081 | 113536802 |  | SY00000 | -33.8731 | 151.2371 | 1 | CS | 1 | Preformed
1082 | 113535842 |  | SY00000 | -33.8879 | 151.2397 | 1 | CS | 1 | Preformed
1083 | 113534057 |  | SY00000 | -33.8901 | 151.242 | 1 | CS | 4 | Preformed
1084 | 113533602 |  | SY00000 | -33.8892 | 151.2325 | 1 | CS | 1 | Preformed
1085 | 113533657 |  | SY00000 | -33.8851 | 151.2265 | 1 | CS | 1 | Preformed
1086 | 113537372 |  | SY000NR | -33.8862 | 151.2292 | 1 | CS | 4 | Preformed
1087 | 113537377 |  | SY00000 | -33.8862 | 151.2293 | 1 | CS | 1 | Preformed
1088 | 113537407 |  | SY00000 | -33.8863 | 151.2293 | 1 | CS | 1 | Preformed
1089 | 113537357 |  | SY00000 | -33.8864 | 151.2295 | 1 | CS | 1 | Preformed
1090 | 113537362 |  | SY00000 | -33.8864 | 151.2295 | 1 | CS | 1 | Preformed
1091 | 113537382 |  | SY00000 | -33.8864 | 151.2294 | 1 | CS | 1 | Preformed
1092 | 113537367 |  | SY00000 | -33.8865 | 151.2296 | 1 | CS | 1 | Preformed
1093 | 113537387 |  | SY00000 | -33.8865 | 151.2296 | 1 | CS | 4 | Preformed
1094 | 113537397 |  | SY00000 | -33.8866 | 151.2297 | 1 | CS | 1 | Preformed
1095 | 113537402 |  | SY00000 | -33.8866 | 151.2298 | 1 | CS | 2 | Preformed
1096 | 113537417 |  | SY00000 | -33.8868 | 151.23 | 1 | CS | 1 | Preformed
1097 | 113537392 |  | SY00000 | -33.8866 | 151.2298 | 1 | CS | 1 | Preformed
1098 | 113537437 |  | SY00000 | -33.8867 | 151.2298 | 1 | CS | 1 | Preformed
1099 | 113538067 |  | SY00000 | -33.8866 | 151.2298 | 1 | CS | 1 | Preformed
1100 | 113537422 |  | SY00000 | -33.8867 | 151.23 | 1 | CS | 1 | Preformed
1101 | 113537427 |  | SY00000 | -33.8867 | 151.2299 | 1 | CS | 4 | Preformed
1102 | 113537347 |  | SY00000 | -33.8868 | 151.23 | 1 | CS | 4 | Preformed
1103 | 113537342 |  | SY00000 | -33.8869 | 151.2302 | 1 | CS | 1 | Preformed
1104 | 113537352 |  | SY00000 | -33.8868 | 151.2301 | 1 | CS | 1 | Preformed
1105 | 113537432 |  | SY00000 | -33.8868 | 151.2301 | 1 | CS | 1 | Preformed
1106 | 113537412 |  | SY00000 | -33.887 | 151.2303 | 1 | CS | 4 | Preformed
1107 | 113538057 |  | SY00000 | -33.887 | 151.2304 | 1 | CS | 1 | Preformed
1108 | 113538062 |  | SY00000 | -33.8871 | 151.2304 | 1 | CS | 1 | Preformed
1109 | 113537492 |  | SY00000 | -33.8871 | 151.2305 | 1 | CS | 1 | Preformed
1110 | 113537487 |  | SY00000 | -33.8872 | 151.2306 | 1 | CS | 1 | Preformed
1111 | 6170 |  | SY00000 | -33.8932 | 151.2294 | 15 | CS | 2 | Joint Bay
1112 | 113533587 |  | SY00000 | -33.8963 | 151.2219 | 1 | CS | 1 | Preformed
1113 | 113533917 |  | SY000NR | -33.9121 | 151.2234 | 1 | CS | 1 | Preformed
1114 | 76404424 |  | MC00000 | -33.9223 | 151.2461 | 1 | CS | 2 | Standard
1115 | 113535082 |  | MA00000 | -33.9302 | 151.2592 | 1 | CS | 1 | Preformed
1116 | 113537102 |  | LE00000 | -33.897 | 151.1794 | 1 | CS | 2 | Preformed
1117 | 113537442 |  | LE00000 | -33.8971 | 151.1791 | 1 | CS | 1 | Preformed
1118 | 113534822 |  | LE00000 | -33.9074 | 151.1864 | 1 | CS | 1 | Preformed
1119 | 113534827 |  | LE00000 | -33.9076 | 151.1865 | 1 | CS | 1 | Preformed
1120 | 113535282 |  | LE00000 | -33.9082 | 151.1897 | 1 | CS | 1 | Preformed
1121 | 113534847 | 1003590971 | LE38348 | -33.9086 | 151.1912 | 1 | CS | 1 | Preformed
1122 | 107220814 |  | LE00000 | -33.9088 | 151.1915 | 2 | CS | 1 | Comms
1123 | 113536447 |  | LE00000 | -33.9109 | 151.1948 | 1 | CS | 1 | Preformed
1124 | 113536452 |  | LE00000 | -33.9111 | 151.1949 | 1 | CS | 2 | Preformed
1125 | 113536197 |  | LE00000 | -33.9122 | 151.194 | 1 | CS | 1 | Preformed
1126 | 113536202 |  | LE00000 | -33.9123 | 151.1939 | 1 | CS | 1 | Preformed
1127 | 113536582 |  | SY00000 | -33.8962 | 151.2063 | 1 | CS | 1 | Preformed
1128 | 113533577 |  | SY00000 | -33.9008 | 151.2153 | 1 | CS | 1 | Preformed
1129 | 113533862 |  | SY00000 | -33.906 | 151.2086 | 1 | CS | 1 | Preformed
1130 | 113536372 |  | SY00000 | -33.9087 | 151.2097 | 1 | CS | 1 | Preformed
1131 | 113536367 |  | SY00000 | -33.9078 | 151.2075 | 1 | CS | 1 | Preformed
1132 | 113533742 |  | SY000NR | -33.9192 | 151.1986 | 1 | Not CS | 0 | Preformed
1133 | 113533477 |  | MA00000 | -33.9295 | 151.1974 | 1 | CS | 2 | Preformed
1134 | 113533472 |  | MA00000 | -33.9295 | 151.1974 | 1 | CS | 2 | Preformed
1135 | 113534832 |  | LE000NR | -33.9204 | 151.1802 | 1 | CS | 1 | Preformed
1136 | 295306977 |  | KOPIT08 | -33.9267 | 151.175 | 1 | CS | 2 | Standard
1137 | 295306978 |  | KOPIT09 | -33.9267 | 151.175 | 1 | CS | 2 | Standard
1138 | 295306979 |  | KOPIT07 | -33.9268 | 151.1743 | 1 | CS | 2 | Standard
1139 | 295306982 |  | KOPIT06 | -33.927 | 151.1731 | 1 | CS | 2 | Standard
1140 | 295306981 |  | KOPIT05 | -33.9273 | 151.1723 | 1 | CS | 2 | Standard
1141 | 113538037 |  | LE00000 | -33.9181 | 151.1883 | 1 | CS | 1 | Preformed
1142 | 113538042 |  | LE00000 | -33.9183 | 151.1884 | 1 | CS | 1 | Preformed
1143 | 113534842 | 1003590983 | LE38355 | -33.9205 | 151.1888 | 1 | CS | 1 | Preformed
1144 | 113534837 |  | LE00000 | -33.9201 | 151.186 | 1 | CS | 1 | Preformed
1145 | 113536442 |  | KO00000 | -33.924 | 151.1844 | 1 | CS | 1 | Preformed
1146 | 113536437 |  | KO00000 | -33.9243 | 151.1865 | 1 | CS | 1 | Preformed
1147 | 295306973 |  | KOPIT0E | -33.9278 | 151.1703 | 1 | CS | 2 | Standard
1148 | 295306976 |  | KOPIT05 | -33.9279 | 151.1707 | 1 | CS | 2 | Standard
1149 | 295306972 |  | KOPIT0D | -33.9278 | 151.17 | 1 | CS | 2 | Standard
1150 | 295306971 |  | KOPIT0C | -33.928 | 151.1692 | 1 | CS | 2 | Standard
1151 | 295306980 |  | KOPIT05 | -33.9277 | 151.1717 | 1 | CS | 2 | Standard
1152 | 113533877 |  | SY00000 | -33.8862 | 151.2842 | 1 | CS | 1 | Preformed
1153 | 113533902 |  | SY00000 | -33.8878 | 151.2834 | 1 | CS | 1 | Preformed
1154 | 113534217 |  | SY00000 | -33.8897 | 151.2833 | 1 | CS | 1 | Preformed
1155 | 113534707 |  | SY00000 | -33.8894 | 151.2764 | 1 | CS | 1 | Preformed
1156 | 113533652 |  | SY00000 | -33.8897 | 151.2761 | 1 | CS | 1 | Preformed
1157 | 113536962 |  | SY00000 | -33.8896 | 151.2751 | 1 | CS | 1 | Preformed
1158 | 113534042 |  | MA00000 | -33.9469 | 151.2173 | 1 | CS | 1 | Preformed
1159 | 113534047 |  | MA00000 | -33.9468 | 151.218 | 1 | CS | 1 | Preformed
1160 | 113534037 |  | MA00000 | -33.9469 | 151.2167 | 1 | CS | 1 | Preformed
1161 | 113536397 |  | MA00000 | -33.946 | 151.2097 | 1 | CS | 1 | Preformed
1162 | 113536402 |  | MA00000 | -33.9465 | 151.2093 | 1 | CS | 1 | Preformed
1163 | 113537752 |  | MA00000 | -33.9619 | 151.2238 | 1 | CS | 1 | Preformed
1164 | 113536392 |  | MA00000 | -33.9621 | 151.2237 | 1 | CS | 1 | Preformed
1165 | 113536387 |  | MA00000 | -33.9638 | 151.2218 | 1 | CS | 1 | Preformed
1166 | 113534152 |  | MA00000 | -33.946 | 151.257 | 1 | CS | 1 | Preformed
1167 | 113534752 |  | MA00000 | -33.9765 | 151.2434 | 1 | CS | 1 | Preformed
1168 | 113534602 |  | MA00000 | -33.9812 | 151.2456 | 1 | CS | 1 | Preformed
1169 | 81345399 |  | RP00000 | -33.8891 | 151.0228 | 2 | CS | 1 | Comms
1170 | 81339346 |  | RP00000 | -33.8893 | 151.0224 | 2 | CS | 1 | Comms
1171 | 81339339 |  | RP00000 | -33.8883 | 151.0207 | 2 | CS | 1 | Comms
1172 | 113533752 |  | RP00000 | -33.8766 | 151.0479 | 1 | CS | 2 | Preformed
1173 | 113535727 | 1003591174 | RP21984 | -33.8974 | 151.0852 | 1 | CS | 1 | Preformed
1174 | 2159887 |  | RP00000 | -33.8879 | 151.0407 | 1 | CS | 2 | Standard
1175 | 114232272 |  | RP00000 | -33.8797 | 151.0546 | 1 | CS | 4 | Standard
1176 | 113539202 |  | RP00000 | -33.8806 | 151.0499 | 1 | CS | 4 | Preformed
1177 | 113534922 |  | RP00000 | -33.8996 | 151.0413 | 1 | CS | 1 | Preformed
1178 | 2876987 |  | RP00000 | -33.9048 | 151.0407 | 2 | CS | 1 | Comms
1179 | 113534917 |  | RP00000 | -33.9046 | 151.0403 | 1 | CS | 1 | Preformed
1180 | 79066538 |  | PE00000 | -33.9312 | 151.0753 | 1 | CS | 2 | Standard
1181 | 113534592 |  | PE00000 | -33.9365 | 151.0623 | 1 | CS | 1 | Preformed
1182 | 113534397 |  | PE00000 | -33.9366 | 151.0626 | 1 | CS | 1 | Preformed
1183 | 113534327 |  | PE00000 | -33.9365 | 151.0617 | 1 | CS | 1 | Preformed
1184 | 1923712 |  | PE00000 | -33.9363 | 151.0396 | 2 | CS | 1 | Comms
1185 | 113534992 |  | PE00000 | -33.937 | 151.0396 | 1 | CS | 1 | Preformed
1186 | 113536407 |  | PE00000 | -33.9367 | 151.0397 | 1 | CS | 1 | Preformed
1187 | 113534987 |  | PE00000 | -33.9378 | 151.0396 | 1 | CS | 1 | Preformed
1188 | 77203630 |  | PY00000 | -33.9186 | 151.0121 | 1 | CS | 1 | Standard
1189 | 113534067 |  | RP00000 | -33.9176 | 151.02 | 1 | CS | 1 | Preformed
1190 | 113534577 |  | PE00000 | -33.9408 | 151.0278 | 1 | CS | 1 | Preformed
1191 | 113535987 |  | LE000NR | -33.8743 | 151.1352 | 1 | CS | 1 | Preformed
1192 | 113535927 |  | LE00000 | -33.8734 | 151.1267 | 1 | CS | 1 | Preformed
1193 | 113534587 |  | LE00000 | -33.8743 | 151.1259 | 1 | CS | 1 | Preformed
1194 | 2928509 |  | RPWIMAX | -33.8855 | 151.0939 | 2 | CS | 1 | Comms
1195 | 113538047 |  | LE00000 | -33.8778 | 151.1037 | 1 | CS | 4 | Preformed
1196 | 113536037 |  | LE00000 | -33.8699 | 151.1462 | 1 | CS | 1 | Preformed
1197 | 113536047 |  | LE00000 | -33.8698 | 151.1458 | 1 | CS | 1 | Preformed
1198 | 113536042 |  | LE00000 | -33.8698 | 151.1458 | 1 | CS | 1 | Preformed
1199 | 113536062 |  | LE00000 | -33.8724 | 151.1512 | 1 | CS | 1 | Preformed
1200 | 113536032 |  | LE00000 | -33.87 | 151.1465 | 1 | CS | 1 | Preformed
1201 | 113536027 |  | LE00000 | -33.8701 | 151.1471 | 1 | CS | 1 | Preformed
1202 | 113536017 |  | LE00000 | -33.8707 | 151.1486 | 1 | CS | 1 | Preformed
1203 | 113536022 |  | LE00000 | -33.8703 | 151.148 | 1 | CS | 1 | Preformed
1204 | 113536012 |  | LE00000 | -33.8716 | 151.1492 | 1 | CS | 1 | Preformed
1205 | 113536007 |  | LE00000 | -33.8717 | 151.1493 | 1 | CS | 1 | Preformed
1206 | 113536052 |  | LE00000 | -33.8717 | 151.1396 | 1 | CS | 1 | Preformed
1207 | 113535997 |  | LE00000 | -33.8731 | 151.1375 | 1 | CS | 1 | Preformed
1208 | 113536057 |  | LE00000 | -33.8704 | 151.1425 | 1 | CS | 1 | Preformed
1209 | 113536002 |  | LE00000 | -33.8708 | 151.1415 | 1 | CS | 1 | Preformed
1210 | 113535992 |  | LE00000 | -33.8742 | 151.1359 | 1 | CS | 1 | Preformed
1211 | 113535837 |  | LE00000 | -33.8745 | 151.1606 | 1 | CS | 1 | Preformed
1212 | 113533992 |  | LE00000 | -33.8789 | 151.1621 | 1 | CS | 1 | Preformed
1213 | 113536327 |  | LE00000 | -33.8773 | 151.1599 | 1 | CS | 1 | Preformed
1214 | 113532987 |  | LE00000 | -33.8917 | 151.155 | 1 | CS | 1 | Preformed
1215 | 295306970 |  | KOPIT0B | -33.9282 | 151.1685 | 1 | CS | 2 | Standard
1216 | 295306969 |  | KOPIT0A | -33.9283 | 151.1678 | 1 | CS | 2 | Standard
1217 | 113534697 |  | KO000NA | -33.9373 | 151.1449 | 2 | CS | 1 | Comms
1218 | 113534567 |  | KO000NA | -33.9374 | 151.1445 | 2 | CS | 1 | Comms
1219 | 80610931 |  | LE00000 | -33.9188 | 151.1048 | 1 | CS | 2 | Standard
1220 | 113535812 |  | LE00000 | -33.9062 | 151.127 | 1 | CS | 1 | Preformed
1221 | 113534557 |  | LE00000 | -33.91 | 151.1225 | 1 | CS | 1 | Preformed
1222 | 113534562 |  | LE00000 | -33.9096 | 151.1232 | 1 | Not CS | 0 | Preformed
1223 | 113534392 |  | LE00000 | -33.922 | 151.1164 | 1 | CS | 1 | Preformed
1224 | 113534387 |  | LE00000 | -33.9221 | 151.1159 | 1 | CS | 1 | Preformed
1225 | 113534377 |  | KO00000 | -33.9223 | 151.1162 | 1 | CS | 1 | Preformed
1226 | 113534382 |  | KO00000 | -33.9223 | 151.1158 | 1 | CS | 1 | Preformed
1227 | 113534652 |  | KO00000 | -33.9233 | 151.1155 | 1 | CS | 1 | Preformed
1228 | 113537967 |  | KO00000 | -33.9381 | 151.1138 | 1 | CS | 1 | Preformed
1229 | 113537962 |  | KO00000 | -33.9382 | 151.1138 | 1 | CS | 1 | Preformed
1230 | 113534657 |  | KO00000 | -33.9388 | 151.1008 | 1 | CS | 1 | Preformed
1231 | 113534662 |  | KO00000 | -33.9432 | 151.0993 | 1 | CS | 1 | Preformed
1232 | 76916877 |  | PE00000 | -33.9502 | 151.0977 | 1 | Not CS | 0 | Standard
1233 | 113535152 |  | KO00000 | -33.9608 | 151.1302 | 1 | CS | 1 | Preformed
1234 | 113535147 |  | KO00000 | -33.9571 | 151.1347 | 1 | CS | 4 | Preformed
1235 | 113535142 |  | KO00000 | -33.9571 | 151.1338 | 1 | CS | 1 | Preformed
1236 | 113535162 |  | KO00000 | -33.9612 | 151.1294 | 1 | CS | 1 | Preformed
1237 | 113534172 |  | KO00000 | -33.9687 | 151.1016 | 1 | CS | 4 | Preformed
1238 | 113537052 |  | PE00000 | -33.979 | 151.0907 | 1 | CS | 4 | Preformed
1239 | 113535957 |  | KO00000 | -33.945 | 151.1569 | 1 | CS | 1 | Preformed
1240 | 113535962 |  | KO00000 | -33.945 | 151.1566 | 1 | CS | 1 | Preformed
1241 | 113535952 |  | KO00000 | -33.9448 | 151.159 | 1 | CS | 1 | Preformed
1242 | 113534552 |  | KO00000 | -33.952 | 151.1489 | 1 | CS | 1 | Preformed
1243 | 2297293 |  | KO00000 | -33.9598 | 151.1533 | 1 | CS | 2 | Standard
1244 | 2297292 |  | KO00000 | -33.9598 | 151.1534 | 1 | CS | 2 | Standard
1245 | 113534072 |  | KO00000 | -33.9781 | 151.1499 | 1 | CS | 1 | Preformed
1246 | 113537932 |  | CR00000 | -33.9963 | 151.1381 | 1 | CS | 1 | Preformed
1247 | 113535332 |  | PE00000 | -33.9525 | 151.0154 | 1 | CS | 1 | Preformed
1248 | 113536362 |  | PE00000 | -33.9524 | 151.0122 | 1 | CS | 1 | Preformed
1249 | 113537197 |  | PE00000 | -33.9517 | 151.0316 | 1 | CS | 1 | Preformed
1250 | 113536727 |  | PE00000 | -33.9517 | 151.0316 | 1 | CS | 1 | Preformed
1251 | 113533747 |  | PE00000 | -33.9436 | 151.0714 | 1 | CS | 1 | Preformed
1252 | 2876984 |  | PE00000 | -33.9604 | 151.0646 | 1 | CS | 4 | Standard
1253 | 113535047 |  | PE00000 | -33.9682 | 151.0696 | 1 | CS | 1 | Preformed
1254 | 113535052 |  | PE00000 | -33.9688 | 151.0695 | 1 | CS | 4 | Preformed
1255 | 113534427 |  | PE00000 | -33.9662 | 151.0658 | 1 | CS | 4 | Preformed
1256 | 113534337 |  | PE00000 | -33.9701 | 151.0815 | 1 | CS | 4 | Preformed
1257 | 113534332 |  | PE00000 | -33.9752 | 151.083 | 1 | CS | 1 | Preformed
1258 | 108720813 |  | PE00000 | -33.9753 | 151.0829 | 2 | CS | 4 | Comms
1259 | 113536357 |  | PE00000 | -33.9753 | 151.0829 | 1 | CS | 1 | Preformed
1260 | 113534692 |  | PE00000 | -33.9754 | 151.0821 | 2 | CS | 1 | Comms
1261 | 108719191 |  | PE00000 | -33.9747 | 151.0839 | 2 | CS | 4 | Comms
1262 | 113535027 |  | PE00000 | -33.966 | 151.0636 | 1 | CS | 1 | Preformed
1263 | 113535032 |  | PE00000 | -33.9659 | 151.0635 | 1 | CS | 4 | Preformed
1264 | 113535017 |  | PE00000 | -33.9662 | 151.0635 | 1 | CS | 1 | Preformed
1265 | 113535012 |  | PE00000 | -33.9664 | 151.0636 | 1 | CS | 1 | Preformed
1266 | 113535022 |  | PE00000 | -33.9668 | 151.064 | 1 | CS | 4 | Preformed
1267 | 113535037 |  | PE00000 | -33.9681 | 151.0568 | 1 | CS | 1 | Preformed
1268 | 113535042 |  | PE00000 | -33.9682 | 151.0575 | 1 | CS | 1 | Preformed
1269 | 113533357 |  | SU00000 | -33.9914 | 151.0617 | 1 | CS | 1 | Preformed
1270 | 74000814 |  | SU00000 | -34.0196 | 151.0617 | 1 | CS | 2 | Standard
1271 | 113534962 |  | SU00000 | -34.0203 | 151.0433 | 1 | CS | 1 | Preformed
1272 | 113533307 |  | SU00000 | -33.9983 | 151.0303 | 1 | CS | 1 | Preformed
1273 | 113533277 |  | SU00000 | -33.9908 | 151.021 | 1 | CS | 2 | Preformed
1274 | 113533297 |  | SU00000 | -33.9937 | 151.0201 | 1 | CS | 1 | Preformed
1275 | 113533282 |  | SU00000 | -33.9919 | 151.0284 | 1 | CS | 1 | Preformed
1276 | 113533287 |  | SU00000 | -33.992 | 151.0285 | 1 | CS | 3 | Preformed
1277 | 113533292 |  | SU00000 | -33.9927 | 151.0284 | 1 | CS | 1 | Preformed
1278 | 113533302 |  | SU00000 | -33.9947 | 151.0248 | 1 | CS | 1 | Preformed
1279 | 113533492 |  | SU00000 | -33.9977 | 151.0273 | 1 | CS | 1 | Preformed
1280 | 113533497 |  | SU00000 | -33.9978 | 151.0269 | 1 | CS | 1 | Preformed
1281 | 113533312 |  | SU00000 | -33.9992 | 151.0298 | 1 | CS | 1 | Preformed
1282 | 113533317 |  | SU00000 | -34.0008 | 151.03 | 1 | CS | 1 | Preformed
1283 | 113533322 |  | SU00000 | -34.0031 | 151.0283 | 1 | CS | 1 | Preformed
1284 | 113533337 |  | SU00000 | -34.0186 | 151.0249 | 1 | CS | 1 | Preformed
1285 | 113533447 |  | SU00000 | -34.0211 | 151.0255 | 1 | CS | 1 | Preformed
1286 | 113533442 |  | SU00000 | -34.0214 | 151.0253 | 1 | CS | 1 | Preformed
1287 | 113533332 |  | SU00000 | -34.0197 | 151.0148 | 1 | CS | 1 | Preformed
1288 | 113533342 |  | SU00000 | -34.022 | 151.0129 | 1 | CS | 1 | Preformed
1289 | 113873663 |  | SU00000 | -34.0357 | 151.0257 | 1 | CS | 1 | Standard
1290 | 113957923 |  | SU00000 | -34.0356 | 151.0244 | 1 | CS | 1 | Standard
1291 | 113533502 |  | SU00000 | -34.036 | 151.0072 | 1 | CS | 1 | Preformed
1292 | 113533507 |  | SU00000 | -34.0419 | 151.0072 | 1 | CS | 4 | Preformed
1293 | 2967162 |  | SU00000 | -34.023 | 151.0652 | 1 | CS | 2 | Standard
1294 | 113535942 |  | SU00000 | -34.0278 | 151.0594 | 1 | CS | 1 | Preformed
1295 | 113534927 |  | SU00000 | -34.0282 | 151.0604 | 1 | CS | 4 | Preformed
1296 | 113535067 |  | SU00000 | -34.0265 | 151.0809 | 1 | CS | 1 | Preformed
1297 | 113535072 |  | SU00000 | -34.027 | 151.0807 | 1 | CS | 1 | Preformed
1298 | 113535057 |  | SU00000 | -34.0273 | 151.0803 | 1 | CS | 1 | Preformed
1299 | 113535062 |  | SU00000 | -34.0273 | 151.0803 | 1 | CS | 1 | Preformed
1300 | 113536192 |  | SU00000 | -34.0291 | 151.0813 | 1 | CS | 1 | Preformed
1301 | 113536082 |  | SU00000 | -34.0338 | 151.0757 | 1 | CS | 4 | Preformed
1302 | 113536267 | 1003590965 | SU17138 | -34.0338 | 151.0714 | 1 | CS | 1 | Preformed
1303 | 113536277 |  | SU00000 | -34.038 | 151.052 | 1 | CS | 1 | Preformed
1304 | 113536272 |  | SU00000 | -34.0384 | 151.0527 | 1 | CS | 1 | Preformed
1305 | 113534177 |  | SU00000 | -34.0325 | 151.0634 | 1 | CS | 1 | Preformed
1306 | 113536312 |  | EN00000 | -34.0702 | 151.0129 | 1 | CS | 1 | Preformed
1307 | 113536317 |  | EN00000 | -34.0702 | 151.0129 | 1 | CS | 1 | Preformed
1308 | 113536307 |  | EN00000 | -34.0724 | 151.012 | 1 | CS | 1 | Preformed
1309 | 113534077 |  | SU00000 | -34.0565 | 151.0325 | 1 | CS | 1 | Preformed
1310 | 1906539 |  | CR00000 | -34.0239 | 151.1048 | 2 | CS | 1 | Comms
1311 | 113535207 |  | CR00000 | -34.024 | 151.1046 | 1 | CS | 2 | Preformed
1312 | 113535212 |  | CR00000 | -34.0238 | 151.1035 | 1 | CS | 1 | Preformed
1313 | 113535202 |  | CR00000 | -34.0234 | 151.1021 | 1 | CS | 1 | Preformed
1314 | 1906540 |  | CR00000 | -34.0219 | 151.105 | 2 | CS | 1 | Comms
1315 | 1906541 |  | CR00000 | -34.0228 | 151.105 | 2 | CS | 1 | Comms
1316 | 1906537 |  | CR00000 | -34.0242 | 151.1064 | 2 | CS | 1 | Comms
1317 | 113535217 |  | CR00000 | -34.0245 | 151.1067 | 1 | CS | 1 | Preformed
1318 | 113533932 |  | CR00000 | -34.0408 | 151.1212 | 1 | CS | 1 | Preformed
1319 | 113535947 |  | CR00000 | -34.0424 | 151.1272 | 1 | CS | 4 | Preformed
1320 | 113534937 |  | CR00000 | -34.0325 | 151.1623 | 1 | CS | 3 | Preformed
1321 | 113535192 |  | CR00000 | -34.0506 | 151.1454 | 1 | CS | 4 | Preformed
1322 | 113534997 |  | CR00000 | -34.0508 | 151.1466 | 1 | CS | 4 | Preformed
1323 | 113535197 |  | CR00000 | -34.0509 | 151.147 | 1 | CS | 4 | Preformed
1324 | 113538192 |  | BA00000 | -34.0594 | 151.1382 | 1 | CS | 2 | Preformed
1325 | 113534062 |  | BA00000 | -34.0628 | 151.1198 | 1 | CS | 1 | Preformed
1326 | 113535327 |  | BA00000 | -34.0655 | 151.1256 | 1 | CS | 2 | Preformed
1327 | 113535322 |  | BA00000 | -34.0659 | 151.1253 | 1 | CS | 2 | Preformed
1328 | 910328 |  | KS00000 | -32.8117 | 151.8449 | 1 | CS | 1 | Unknown
1329 | 2138413 |  | JT00000 | -32.8796 | 151.7665 | 15 | CS | 2 | Joint Bay
1330 | 2335963 |  | JU00000 | -32.9073 | 151.759 | 15 | CS | 2 | Joint Bay
1331 | 2335964 |  | JUDTS/F | -32.9073 | 151.759 | 2 | CS | 1 | Comms
1332 | 2335957 |  | JU00000 | -32.9078 | 151.7555 | 15 | CS | 2 | Joint Bay
1333 | 2335961 |  | JUDTS/F | -32.9078 | 151.7556 | 2 | CS | 1 | Comms
1334 | 2335958 |  | JU00000 | -32.9078 | 151.7555 | 15 | CS | 1 | Joint Bay
1335 | 2335962 |  | JUDTS/F | -32.9078 | 151.7555 | 2 | CS | 1 | Comms
1336 | 2151294 |  | JU00000 | -32.9093 | 151.7551 | 15 | CS | 2 | Joint Bay
1337 | 2151295 |  | JUDTS/F | -32.9093 | 151.7551 | 2 | CS | 1 | Comms
1338 | 25767 |  | JU00000 | -32.9108 | 151.7557 | 15 | CS | 2 | Joint Bay
1339 | 2151296 |  | JU00000 | -32.9139 | 151.754 | 15 | CS | 2 | Joint Bay
1340 | 2524894 |  | KU00000 | -32.9313 | 151.7736 | 15 | CS | 2 | Joint Bay
1341 | 2524896 |  | KU00000 | -32.93 | 151.775 | 15 | CS | 2 | Joint Bay
1342 | 2366017 |  | KU00000 | -32.9311 | 151.7752 | 15 | CS | 2 | Joint Bay
1343 | 656997 |  | KU00000 | -32.9318 | 151.7746 | 15 | CS | 2 | Joint Bay
1344 | 295288790 |  | KU00000 | -32.9314 | 151.7737 | 15 | CS | 3 | Joint Bay
1345 | 656996 |  | KU00000 | -32.9338 | 151.7736 | 15 | CS | 2 | Joint Bay
1346 | 2366015 |  | KU00000 | -32.9336 | 151.7716 | 15 | CS | 1 | Joint Bay
1347 | 656995 |  | KU00000 | -32.9356 | 151.7711 | 15 | CS | 1 | Joint Bay
1348 | 236232126 |  | JU00000 | -32.9346 | 151.7707 | 15 | CS | 1 | Joint Bay
1349 | 2366019 |  | JU00000 | -32.9373 | 151.768 | 15 | CS | 2 | Joint Bay
1350 | 236232130 |  | JU00000 | -32.9313 | 151.7556 | 15 | CS | 2 | Joint Bay
1351 | 236232132 |  | JU00000 | -32.9331 | 151.7632 | 15 | CS | 1 | Joint Bay
1352 | 236232135 |  | JU00000 | -32.9358 | 151.7672 | 15 | CS | 1 | Joint Bay
1353 | 2524888 |  | JU00000 | -32.9349 | 151.7609 | 15 | CS | 2 | Joint Bay
1354 | 2524889 |  | JU00000 | -32.9371 | 151.7638 | 15 | CS | 2 | Joint Bay
1355 | 2524892 |  | JU00000 | -32.9371 | 151.7637 | 1 | CS | 1 | Sheath Pit
1356 | 2524891 |  | JU00000 | -32.9371 | 151.7638 | 1 | CS | 1 | Sheath Pit
1357 | 236232103 |  | JU00000 | -32.9338 | 151.7594 | 15 | CS | 2 | Joint Bay
1358 | 2524884 |  | JU00000 | -32.9353 | 151.7537 | 15 | CS | 2 | Joint Bay
1359 | 2366013 |  | JU00000 | -32.9353 | 151.7567 | 15 | CS | 2 | Joint Bay
1360 | 118125957 |  | JT00000 | -32.8953 | 151.715 | 15 | CS | 2 | Joint Bay
1361 | 92785595 |  | JT00000 | -32.8964 | 151.7151 | 15 | CS | 2 | Joint Bay
1362 | 118125955 |  | JT00000 | -32.8981 | 151.7133 | 15 | CS | 2 | Joint Bay
1363 | 118125954 |  | JT00000 | -32.8993 | 151.7116 | 15 | CS | 2 | Joint Bay
1364 | 118125953 |  | JT00000 | -32.9038 | 151.7107 | 15 | CS | 2 | Joint Bay
1365 | 96320648 |  | JT00000 | -32.9038 | 151.7107 | 1 | CS | 1 | Sheath Pit
1366 | 96254475 |  | JT00000 | -32.9038 | 151.7107 | 1 | CS | 2 | Standard
1367 | 2782512 |  | JU00000 | -32.9168 | 151.7304 | 15 | CS | 2 | Joint Bay
1368 | 118125949 |  | JU00000 | -32.9162 | 151.7291 | 15 | CS | 2 | Joint Bay
1369 | 2782514 |  | JU00000 | -32.9159 | 151.7271 | 15 | CS | 2 | Joint Bay
1370 | 79267276 |  | JU00000 | -32.9159 | 151.7272 | 1 | CS | 2 | Standard
1371 | 118125950 |  | JU00000 | -32.9142 | 151.7233 | 15 | CS | 2 | Joint Bay
1372 | 118125952 |  | JU00000 | -32.9083 | 151.7133 | 15 | CS | 2 | Joint Bay
1373 | 101402637 |  | JU00000 | -32.9107 | 151.7185 | 15 | CS | 2 | Joint Bay
1374 | 118125951 |  | JU00000 | -32.9107 | 151.7185 | 15 | CS | 2 | Joint Bay
1375 | 101402634 |  | JU00000 | -32.9107 | 151.7185 | 15 | CS | 2 | Joint Bay
1376 | 2224305 |  | JU00000 | -32.9209 | 151.7348 | 15 | CS | 2 | Joint Bay
1377 | 80252003 |  | JU00000 | -32.9208 | 151.7348 | 1 | CS | 2 | Standard
1378 | 86256130 |  | JUFIBRE | -32.9209 | 151.7349 | 2 | CS | 1 | Comms
1379 | 2151304 |  | JU00000 | -32.9184 | 151.7461 | 15 | CS | 2 | Joint Bay
1380 | 2151305 |  | JUDTS/F | -32.9184 | 151.7461 | 2 | CS | 1 | Comms
1381 | 2151307 |  | JU00000 | -32.9212 | 151.745 | 15 | CS | 2 | Joint Bay
1382 | 2151306 |  | JUDTS/F | -32.9212 | 151.745 | 2 | CS | 1 | Comms
1383 | 2335950 |  | JU00000 | -32.9262 | 151.7435 | 15 | CS | 2 | Joint Bay
1384 | 2335951 |  | JUDTS/F | -32.9262 | 151.7436 | 2 | CS | 1 | Comms
1385 | 118125947 |  | JU00000 | -32.9232 | 151.7362 | 15 | CS | 2 | Joint Bay
1386 | 1966659 |  | JUDTS/F | -32.9271 | 151.7387 | 2 | CS | 1 | Comms
1387 | 2335943 |  | JU00000 | -32.9271 | 151.7387 | 15 | CS | 2 | Joint Bay
1388 | 2151298 |  | JU00000 | -32.9164 | 151.7514 | 15 | CS | 2 | Joint Bay
1389 | 2151299 |  | JUDTS/F | -32.9164 | 151.7514 | 2 | CS | 1 | Comms
1390 | 2151300 |  | JU00000 | -32.9187 | 151.7501 | 15 | CS | 1 | Joint Bay
1391 | 2151301 |  | JUDTS/F | -32.9187 | 151.7501 | 2 | CS | 1 | Comms
1392 | 2151302 |  | JU00000 | -32.9191 | 151.749 | 15 | CS | 1 | Joint Bay
1393 | 2151303 |  | JUDTS/F | -32.9192 | 151.749 | 2 | CS | 1 | Comms
1394 | 2524883 |  | JU00000 | -32.9334 | 151.7495 | 1 | CS | 1 | Sheath Pit
1395 | 236232119 |  | JU00000 | -32.9323 | 151.752 | 15 | CS | 1 | Joint Bay
1396 | 2366011 |  | JU00000 | -32.9335 | 151.7495 | 15 | CS | 1 | Joint Bay
1397 | 2524882 |  | JU00000 | -32.9335 | 151.7495 | 1 | CS | 1 | Sheath Pit
1398 | 656988 |  | JU00000 | -32.9359 | 151.7492 | 15 | CS | 2 | Joint Bay
1399 | 656989 |  | JU00000 | -32.9369 | 151.7517 | 15 | CS | 2 | Joint Bay
1400 | 118125946 |  | JU00000 | -32.9278 | 151.7367 | 15 | CS | 2 | Joint Bay
1401 | 2335952 |  | JU00000 | -32.9303 | 151.7362 | 15 | CS | 2 | Joint Bay
1402 | 2335944 |  | JUDTS/F | -32.9303 | 151.7362 | 2 | CS | 1 | Comms
1403 | 2524898 |  | JU00000 | -32.9326 | 151.7361 | 15 | CS | 2 | Joint Bay
1404 | 118125945 |  | JU00000 | -32.9321 | 151.7359 | 15 | CS | 2 | Joint Bay
1405 | 236232649 |  | JU00000 | -32.9325 | 151.736 | 15 | CS | 2 | Joint Bay
1406 | 2335946 |  | JU00000 | -32.9275 | 151.7433 | 15 | CS | 2 | Joint Bay
1407 | 2335947 |  | JUDTS/F | -32.9275 | 151.7433 | 2 | CS | 1 | Comms
1408 | 236232107 |  | JU00000 | -32.9317 | 151.7474 | 15 | CS | 2 | Joint Bay
1409 | 2366009 |  | JU00000 | -32.9335 | 151.742 | 15 | CS | 2 | Joint Bay
1410 | 2366010 |  | JU00000 | -32.9348 | 151.7459 | 15 | CS | 2 | Joint Bay
1411 | 656999 |  | JU00000 | -32.9369 | 151.7458 | 15 | CS | 2 | Joint Bay
1412 | 656987 |  | JU00000 | -32.9362 | 151.7426 | 15 | CS | 2 | Joint Bay
1413 | 236232109 |  | JU00000 | -32.933 | 151.7396 | 15 | CS | 2 | Joint Bay
1414 | 656986 |  | JU00000 | -32.9352 | 151.7391 | 15 | CS | 2 | Joint Bay
1415 | 270533 |  | JU00000 | -32.9359 | 151.7348 | 15 | CS | 1 | Joint Bay
1416 | 270534 |  | JU00000 | -32.936 | 151.7353 | 15 | CS | 2 | Joint Bay
1417 | 236232650 |  | JU00000 | -32.9367 | 151.7348 | 15 | CS | 1 | Joint Bay
1418 | 236232654 |  | JU00000 | -32.9367 | 151.7348 | 15 | CS | 1 | Joint Bay
1419 | 236232657 |  | JU00000 | -32.9383 | 151.7375 | 15 | CS | 2 | Joint Bay
1420 | 118125948 |  | JU00000 | -32.9187 | 151.7335 | 15 | CS | 2 | Joint Bay
1421 | 2224307 |  | JU00000 | -32.9207 | 151.7327 | 15 | CS | 2 | Joint Bay
1422 | 2911333 |  | JU00000 | -32.9188 | 151.7311 | 15 | CS | 2 | Joint Bay
1423 | 2911332 |  | JU00000 | -32.919 | 151.7312 | 15 | CS | 2 | Joint Bay
1424 | 236232651 |  | JU00000 | -32.9342 | 151.732 | 15 | CS | 2 | Joint Bay
1425 | 270532 |  | JU00000 | -32.9375 | 151.7335 | 15 | CS | 2 | Joint Bay
1426 | 236232655 |  | JU00000 | -32.9389 | 151.7328 | 15 | CS | 2 | Joint Bay
1427 | 81114342 | 1004707935 | JU50346 | -32.9381 | 151.73 | 2 | CS | 1 | Comms
1428 | 113533952 |  | JU00000 | -32.9383 | 151.7299 | 1 | CS | 1 | Preformed
1429 | 2915627 |  | JU00000 | -32.9582 | 151.6928 | 15 | CS | 2 | Joint Bay
1430 | 2915630 |  | JU00000 | -32.9582 | 151.6927 | 2 | CS | 1 | Comms
1431 | 2915629 |  | JU00000 | -32.9585 | 151.6925 | 2 | CS | 1 | Comms
1432 | 656990 |  | JU00000 | -32.9387 | 151.7541 | 15 | CS | 2 | Joint Bay
1433 | 656992 |  | JU00000 | -32.9394 | 151.7605 | 15 | CS | 2 | Joint Bay
1434 | 656991 |  | JU00000 | -32.9388 | 151.7577 | 15 | CS | 3 | Joint Bay
1435 | 656994 |  | JU00000 | -32.9386 | 151.7681 | 15 | CS | 2 | Joint Bay
1436 | 656993 |  | JU00000 | -32.9401 | 151.765 | 15 | CS | 2 | Joint Bay
1437 | 1571611 |  | HS00000 | -32.812 | 151.4774 | 15 | CS | 2 | Joint Bay
1438 | 113535352 |  | GS00000 | -32.8121 | 151.4774 | 2 | CS | 1 | Comms
1439 | 1571608 |  | HS00000 | -32.8077 | 151.4897 | 15 | CS | 2 | Joint Bay
1440 | 113535357 |  | HS00000 | -32.8077 | 151.4897 | 2 | CS | 1 | Comms
1441 | 1571609 |  | HS00000 | -32.8092 | 151.4854 | 15 | CS | 2 | Joint Bay
1442 | 113535347 |  | HS00000 | -32.8093 | 151.4854 | 2 | CS | 1 | Comms
1443 | 1571610 |  | HS00000 | -32.8106 | 151.4814 | 15 | CS | 4 | Joint Bay
1444 | 113535342 |  | GS00000 | -32.8107 | 151.4814 | 2 | CS | 4 | Comms
1445 | 1571604 |  | HS00000 | -32.8055 | 151.5002 | 15 | CS | 2 | Joint Bay
1446 | 1571607 |  | HS00000 | -32.8063 | 151.4937 | 15 | CS | 2 | Joint Bay
1447 | 113535367 |  | HS00000 | -32.8063 | 151.4937 | 2 | CS | 1 | Comms
1448 | 1571605 |  | HS00000 | -32.8056 | 151.4989 | 15 | CS | 2 | Joint Bay
1449 | 113535372 |  | HS00000 | -32.8057 | 151.4989 | 2 | CS | 4 | Comms
1450 | 1571606 |  | HS00000 | -32.8061 | 151.496 | 15 | CS | 2 | Joint Bay
1451 | 113535362 |  | HS00000 | -32.8061 | 151.496 | 2 | CS | 3 | Comms
1452 | 1163678 |  | IU00000 | -32.9363 | 151.6392 | 15 | CS | 2 | Joint Bay
1453 | 1666080 |  | IU00000 | -32.9381 | 151.6478 | 15 | CS | 2 | Joint Bay
1454 | 1666081 |  | IU00000 | -32.9406 | 151.6506 | 15 | CS | 2 | Joint Bay
1455 | 1666078 |  | IU00000 | -32.9376 | 151.6423 | 15 | CS | 4 | Joint Bay
1456 | 1666079 |  | IU00000 | -32.9376 | 151.6423 | 15 | CS | 4 | Joint Bay
1457 | 1163691 |  | IU00000 | -32.9362 | 151.6334 | 15 | CS | 2 | Joint Bay
1458 | 1442787 |  | IU00000 | -32.9386 | 151.6286 | 15 | CS | 4 | Joint Bay
1459 | 1442786 |  | IU00000 | -32.9386 | 151.6286 | 15 | CS | 2 | Joint Bay
1460 | 2104060 |  | IU00000 | -32.94 | 151.6251 | 15 | CS | 4 | Joint Bay
1461 | 1163683 |  | IU00000 | -32.942 | 151.6231 | 15 | CS | 2 | Joint Bay
1462 | 2696634 |  | HU00000 | -32.9264 | 151.5518 | 2 | CS | 2 | Comms
1463 | 113534632 |  | SW00000 | -33.0974 | 151.6379 | 1 | CS | 4 | Preformed
1464 | 2898455 |  | VPDTS/F | -33.173 | 151.5394 | 2 | CS | 4 | Comms
1465 | 2898456 |  | VPDTS/F | -33.1736 | 151.5392 | 2 | CS | 2 | Comms
1466 | 2898458 |  | VPDTS/F | -33.1761 | 151.5397 | 2 | CS | 2 | Comms
1467 | 2898460 |  | VPDTS/F | -33.1803 | 151.539 | 2 | CS | 4 | Comms
1468 | 2898462 |  | VP00000 | -33.1845 | 151.5374 | 15 | CS | 4 | Joint Bay
1469 | 2898463 |  | VPDTS/F | -33.1844 | 151.5374 | 2 | CS | 2 | Comms
1470 | 2992921 |  | BUDTS/F | -33.1852 | 151.5739 | 2 | CS | 2 | Comms
1471 | 2992920 |  | BUDTS/F | -33.1894 | 151.577 | 2 | CS | 1 | Comms
1472 | 2992918 |  | BUDTS/F | -33.1898 | 151.5774 | 2 | CS | 1 | Comms
1473 | 2992919 |  | BUDTS/F | -33.1905 | 151.5756 | 2 | CS | 1 | Comms
1474 | 2215708 |  | OUDTS/F | -33.3503 | 151.3712 | 2 | CS | 1 | Comms
1475 | 2215707 |  | OUFIBRE | -33.3506 | 151.3712 | 2 | CS | 1 | Comms
1476 | 82589509 |  | WLFIBRE | -33.4265 | 151.4184 | 2 | CS | 1 | Comms
1477 | 1721894 |  | WL00000 | -33.427 | 151.415 | 15 | CS | 4 | Joint Bay
1478 | 80187082 |  | WLFIBRE | -33.4248 | 151.4259 | 2 | CS | 1 | Comms
1479 | 1631720 |  | WL00000 | -33.4255 | 151.4281 | 15 | CS | 2 | Joint Bay
1480 | 82594795 |  | WL00000 | -33.4259 | 151.4223 | 2 | CS | 1 | Comms
1481 | 1631723 |  | WL00000 | -33.4253 | 151.4082 | 15 | CS | 4 | Joint Bay
1482 | 1631725 |  | WL00000 | -33.4256 | 151.4006 | 15 | CS | 3 | Joint Bay
1483 | 1494314 |  | WL00000 | -33.4161 | 151.4498 | 15 | CS | 2 | Joint Bay
1484 | 1301089 |  | WL00000 | -33.4207 | 151.4458 | 15 | CS | 4 | Joint Bay
1485 | 1301083 |  | WL00000 | -33.4264 | 151.436 | 15 | CS | 1 | Joint Bay
1486 | 1301087 |  | WL00000 | -33.4238 | 151.4423 | 15 | CS | 2 | Joint Bay
1487 | 1301086 |  | WL00000 | -33.4261 | 151.4416 | 15 | CS | 2 | Joint Bay
1488 | 1631721 |  | WL00000 | -33.4297 | 151.4324 | 15 | CS | 2 | Joint Bay
1489 | 73525631 |  | WW00000 | -33.4997 | 151.3614 | 15 | CS | 4 | Joint Bay
1490 | 73756029 |  | WWFIBRE | -33.5014 | 151.3622 | 2 | CS | 4 | Comms
1491 | 75157392 |  | WWFIBRE | -33.4999 | 151.357 | 2 | CS | 1 | Comms
1492 | 82063597 |  | WWDTS/F | -33.5018 | 151.3544 | 2 | CS | 1 | Comms
1493 | 75173981 |  | WW00000 | -33.5016 | 151.3562 | 15 | CS | 2 | Joint Bay
1494 | 75944004 |  | WWDTS/F | -33.5072 | 151.3734 | 2 | CS | 1 | Comms
1495 | 74505577 |  | WW00000 | -33.5055 | 151.3643 | 15 | CS | 2 | Joint Bay
1496 | 74621229 |  | WWFIBRE | -33.5069 | 151.3681 | 2 | CS | 1 | Comms
1497 | 2898469 |  | WW00000 | -33.4955 | 151.3285 | 15 | CS | 2 | Joint Bay
1498 | 75302922 |  | WW00000 | -33.5041 | 151.3367 | 15 | CS | 2 | Joint Bay
1499 | 2898470 |  | WWFIBRE | -33.4998 | 151.3305 | 2 | CS | 1 | Comms
1500 | 2898471 |  | WW00000 | -33.502 | 151.3315 | 15 | CS | 2 | Joint Bay
1501 | 82176402 |  | WW00000 | -33.505 | 151.3492 | 15 | CS | 2 | Joint Bay
1502 | 82289172 |  | WWDTS/F | -33.5048 | 151.3496 | 2 | CS | 1 | Comms
1503 | 75553232 |  | WW00000 | -33.5079 | 151.3432 | 15 | CS | 4 | Joint Bay
1504 | 76711700 |  | WWDTS/F | -33.5083 | 151.3445 | 2 | CS | 4 | Comms
1505 | 76545527 |  | WWFIBRE | -33.505 | 151.3386 | 2 | CS | 4 | Comms
1506 | 2898466 |  | WWFIBRE | -33.4948 | 151.3274 | 2 | CS | 2 | Comms
1507 | 498146 |  | PB00000 | -33.6275 | 151.3311 | 15 | CS | 1 | Joint Bay
1508 | 498144 |  | PB00000 | -33.6357 | 151.3297 | 15 | CS | 2 | Joint Bay
1509 | 498143 |  | PB00000 | -33.6385 | 151.3281 | 15 | CS | 2 | Joint Bay
1510 | 498142 |  | PB00000 | -33.641 | 151.3265 | 15 | CS | 2 | Joint Bay
1511 | 498148 |  | PB00000 | -33.643 | 151.3279 | 15 | CS | 1 | Joint Bay
1512 | 498140 |  | PB00000 | -33.6443 | 151.3258 | 15 | CS | 2 | Joint Bay
1513 | 498145 |  | PB00000 | -33.6315 | 151.3311 | 15 | CS | 1 | Joint Bay
1514 | 498133 |  | MV00000 | -33.6553 | 151.3149 | 15 | CS | 1 | Joint Bay
1515 | 498131 |  | MV00000 | -33.6558 | 151.3097 | 15 | CS | 1 | Joint Bay
1516 | 498135 |  | MV00000 | -33.6553 | 151.3116 | 15 | CS | 2 | Joint Bay
1517 | 274818 |  | MV00000 | -33.6566 | 151.3126 | 15 | CS | 1 | Joint Bay
1518 | 498147 |  | PB00000 | -33.6506 | 151.3234 | 15 | CS | 2 | Joint Bay
1519 | 498136 |  | MV00000 | -33.6534 | 151.3189 | 15 | CS | 2 | Joint Bay
1520 | 498134 |  | MV00000 | -33.6542 | 151.3169 | 15 | CS | 2 | Joint Bay
1521 | 1369788 |  | TH00000 | -33.6739 | 151.2874 | 15 | CS | 1 | Joint Bay
1522 | 1769132 |  | TH00000 | -33.6987 | 151.217 | 15 | CS | 2 | Joint Bay
1523 | 1970949 |  | TH00000 | -33.6987 | 151.217 | 1 | CS | 1 | Standard
1524 | 1846427 |  | TH002/3 | -33.7025 | 151.2135 | 1 | CS | 1 | Standard
1525 | 1915124 |  | TH00000 | -33.7025 | 151.2135 | 1 | CS | 1 | Sheath Pit
1526 | 1846429 |  | TH00000 | -33.7044 | 151.2146 | 1 | CS | 1 | Standard
1527 | 1769130 |  | TH00000 | -33.7081 | 151.2167 | 15 | CS | 1 | Joint Bay
1528 | 1970947 |  | TH00000 | -33.7126 | 151.2172 | 1 | CS | 1 | Standard
1529 | 81593 |  | DU00000 | -33.6574 | 151.0275 | 15 | CS | 2 | Joint Bay
1530 | 81594 |  | DU00000 | -33.6595 | 151.025 | 15 | CS | 2 | Joint Bay
1531 | 81595 |  | DU00000 | -33.6622 | 151.0252 | 15 | CS | 2 | Joint Bay
1532 | 81596 |  | DU00000 | -33.6649 | 151.026 | 15 | CS | 2 | Joint Bay
1533 | 81597 |  | DU00000 | -33.668 | 151.0256 | 15 | CS | 2 | Joint Bay
1534 | 81598 |  | DU00000 | -33.6709 | 151.0254 | 15 | CS | 2 | Joint Bay
1535 | 81599 |  | DU00000 | -33.6741 | 151.0259 | 15 | CS | 2 | Joint Bay
1536 | 81600 |  | DU00000 | -33.6756 | 151.0263 | 15 | CS | 2 | Joint Bay
1537 | 81601 |  | DU00000 | -33.6785 | 151.0275 | 15 | CS | 2 | Joint Bay
1538 | 1953772 |  | DU00000 | -33.6579 | 151.0334 | 1 | CS | 1 | Sheath Pit
1539 | 2048252 |  | DU00000 | -33.6581 | 151.034 | 15 | CS | 2 | Joint Bay
1540 | 2962864 |  | DU00000 | -33.658 | 151.0339 | 15 | CS | 2 | Joint Bay
1541 | 1932300 |  | DU00000 | -33.6579 | 151.0335 | 15 | CS | 2 | Joint Bay
1542 | 2048253 |  | DU00000 | -33.6579 | 151.0331 | 15 | CS | 2 | Joint Bay
1543 | 1932301 |  | DU00000 | -33.6579 | 151.0329 | 15 | CS | 2 | Joint Bay
1544 | 1962358 |  | DU00000 | -33.658 | 151.0329 | 1 | CS | 1 | Sheath Pit
1545 | 2876986 |  | DU00000 | -33.6581 | 151.0321 | 15 | CS | 2 | Joint Bay
1546 | 1919424 |  | DU00000 | -33.6587 | 151.0375 | 15 | CS | 2 | Joint Bay
1547 | 1953773 |  | DU00000 | -33.6586 | 151.0376 | 1 | CS | 1 | Sheath Pit
1548 | 1919425 |  | DU00000 | -33.6589 | 151.0376 | 15 | CS | 2 | Joint Bay
1549 | 1953774 |  | DU00000 | -33.6589 | 151.0375 | 1 | CS | 1 | Sheath Pit
1550 | 1953775 |  | DU00000 | -33.658 | 151.0407 | 15 | CS | 2 | Joint Bay
1551 | 81602 |  | DU00000 | -33.6812 | 151.0285 | 15 | CS | 2 | Joint Bay
1552 | 81603 |  | DU00000 | -33.6842 | 151.0276 | 15 | CS | 2 | Joint Bay
1553 | 81604 |  | DU00000 | -33.6872 | 151.0275 | 15 | CS | 2 | Joint Bay
1554 | 81605 |  | DU00000 | -33.6893 | 151.03 | 15 | CS | 2 | Joint Bay
1555 | 81606 |  | DU00000 | -33.6917 | 151.0321 | 15 | CS | 2 | Joint Bay
1556 | 81607 |  | DU00000 | -33.6946 | 151.0314 | 15 | CS | 2 | Joint Bay
1557 | 81609 |  | DU00000 | -33.6974 | 151.0298 | 15 | CS | 2 | Joint Bay
1558 | 81608 |  | DU00000 | -33.6973 | 151.0298 | 15 | CS | 2 | Joint Bay
1559 | 81610 |  | DU00000 | -33.6998 | 151.0279 | 15 | CS | 2 | Joint Bay
1560 | 81611 |  | DU00000 | -33.7028 | 151.0267 | 15 | CS | 2 | Joint Bay
1561 | 81617 |  | DU00000 | -33.7165 | 151.0288 | 15 | CS | 2 | Joint Bay
1562 | 81619 |  | EP00000 | -33.721 | 151.0334 | 15 | CS | 2 | Joint Bay
1563 | 81618 |  | DU00000 | -33.7191 | 151.0306 | 15 | CS | 2 | Joint Bay
1564 | 81612 |  | DU00000 | -33.7057 | 151.0259 | 15 | CS | 2 | Joint Bay
1565 | 81613 |  | DU00000 | -33.7083 | 151.0248 | 15 | CS | 2 | Joint Bay
1566 | 81614 |  | DU00000 | -33.7096 | 151.0246 | 15 | CS | 2 | Joint Bay
1567 | 81615 |  | DU00000 | -33.711 | 151.0249 | 15 | CS | 2 | Joint Bay
1568 | 81616 |  | DU00000 | -33.7114 | 151.0252 | 15 | CS | 2 | Joint Bay
1569 | 82546 |  | PE00000 | -33.9393 | 151.002 | 15 | CS | 2 | Joint Bay
1570 | 82549 |  | PE00000 | -33.9404 | 151.0066 | 15 | CS | 2 | Joint Bay
1571 | 82561 |  | PE00000 | -33.9437 | 151.0076 | 15 | CS | 1 | Joint Bay
1572 | 82585 |  | PE00000 | -33.947 | 151.0081 | 15 | CS | 1 | Joint Bay
1573 | 82637 |  | PE00000 | -33.9591 | 151.009 | 15 | CS | 1 | Joint Bay
1574 | 82652 |  | PE00000 | -33.9627 | 151.0072 | 15 | CS | 1 | Joint Bay
1575 | 295410025 |  | SY00000 | -33.9635 | 151.007 | 15 | CS | 1 | Joint Bay
1576 | 295410024 |  | SY00000 | -33.964 | 151.0069 | 15 | CS | 1 | Joint Bay
1577 | 82674 |  | PE00000 | -33.9665 | 151.0086 | 15 | CS | 1 | Joint Bay
1578 | 82684 |  | PE00000 | -33.9679 | 151.0062 | 15 | CS | 2 | Joint Bay
1579 | 82700 |  | PE00000 | -33.9707 | 151.0088 | 15 | CS | 1 | Joint Bay
1580 | 82702 |  | PE00000 | -33.971 | 151.0077 | 15 | CS | 1 | Joint Bay
1581 | 82711 |  | PE00000 | -33.9736 | 151.01 | 15 | CS | 1 | Joint Bay
1582 | 81620 |  | EP00000 | -33.7229 | 151.0363 | 15 | CS | 2 | Joint Bay
1583 | 81621 |  | EP00000 | -33.7248 | 151.0389 | 15 | CS | 2 | Joint Bay
1584 | 81652 |  | EP00000 | -33.7331 | 151.065 | 15 | CS | 2 | Joint Bay
1585 | 81644 |  | EP00000 | -33.7314 | 151.0686 | 15 | CS | 2 | Joint Bay
1586 | 81645 |  | EP00000 | -33.7317 | 151.0603 | 15 | CS | 2 | Joint Bay
1587 | 81643 |  | EP00000 | -33.7311 | 151.0782 | 15 | CS | 2 | Joint Bay
1588 | 81657 |  | EP00000 | -33.7345 | 151.0739 | 15 | CS | 2 | Joint Bay
1589 | 81625 |  | EP00000 | -33.7276 | 151.0402 | 15 | CS | 2 | Joint Bay
1590 | 81637 |  | EP00000 | -33.7303 | 151.0464 | 15 | CS | 2 | Joint Bay
1591 | 81631 |  | EP00000 | -33.7291 | 151.0433 | 15 | CS | 2 | Joint Bay
1592 | 81639 |  | EP00000 | -33.7305 | 151.0533 | 15 | CS | 2 | Joint Bay
1593 | 81633 |  | EP00000 | -33.7298 | 151.0501 | 15 | CS | 2 | Joint Bay
1594 | 81664 |  | EP00000 | -33.7352 | 151.0491 | 15 | CS | 2 | Joint Bay
1595 | 81656 |  | EP00000 | -33.7343 | 151.0525 | 15 | CS | 2 | Joint Bay
1596 | 81671 |  | EP00000 | -33.7381 | 151.0481 | 15 | CS | 2 | Joint Bay
1597 | 81677 |  | EP00000 | -33.7411 | 151.0479 | 15 | CS | 2 | Joint Bay
1598 | 81686 |  | EP00000 | -33.7439 | 151.0476 | 15 | CS | 2 | Joint Bay
1599 | 81694 |  | EP00000 | -33.7467 | 151.049 | 15 | CS | 2 | Joint Bay
1600 | 81714 |  | EP00000 | -33.7575 | 151.0411 | 15 | CS | 2 | Joint Bay
1601 | 81703 |  | EP00000 | -33.7496 | 151.0494 | 15 | CS | 2 | Joint Bay
1602 | 81707 |  | EP00000 | -33.7524 | 151.0483 | 15 | CS | 2 | Joint Bay
1603 | 81711 |  | EP00000 | -33.7548 | 151.047 | 15 | CS | 2 | Joint Bay
1604 | 81713 |  | EP00000 | -33.7568 | 151.0447 | 15 | CS | 2 | Joint Bay
1605 | 81726 |  | EP00000 | -33.7664 | 151.043 | 15 | CS | 2 | Joint Bay
1606 | 81716 |  | EP00000 | -33.7603 | 151.0415 | 15 | CS | 2 | Joint Bay
1607 | 81720 |  | EP00000 | -33.7632 | 151.0422 | 15 | CS | 2 | Joint Bay
1608 | 81732 |  | EP00000 | -33.7691 | 151.0438 | 15 | CS | 2 | Joint Bay
1609 | 81739 |  | EP00000 | -33.7721 | 151.0444 | 15 | CS | 2 | Joint Bay
1610 | 114876539 |  | PYDTS/F | -33.7788 | 151.0509 | 2 | Not CS | 0 | Comms
1611 | 116252486 |  | PYDTS/F | -33.7789 | 151.0509 | 2 | Not CS | 0 | Comms
1612 | 81753 |  | EP00000 | -33.775 | 151.0452 | 15 | Not CS | 0 | Joint Bay
1613 | 81756 |  | EP00000 | -33.778 | 151.0455 | 15 | CS | 2 | Joint Bay
1614 | 81759 |  | EP00000 | -33.7786 | 151.0455 | 15 | CS | 2 | Joint Bay
1615 | 295332736 |  | PYDTS/F | -33.7804 | 151.0451 | 2 | Not CS | 0 | Comms
1616 | 295341321 |  | PYDTS/F | -33.7804 | 151.045 | 2 | Not CS | 0 | Comms
1617 | 81762 |  | EP00000 | -33.7816 | 151.0454 | 15 | CS | 2 | Joint Bay
1618 | 1601666 |  | EP00000 | -33.7821 | 151.0453 | 15 | Not CS | 0 | Joint Bay
1619 | 295332738 |  | PYDTS/F | -33.78 | 151.0518 | 2 | Not CS | 0 | Comms
1620 | 118268682 |  | PYDTS/F | -33.7803 | 151.0516 | 2 | Not CS | 0 | Comms
1621 | 295332737 |  | PYDTS/F | -33.7812 | 151.0526 | 2 | CS | 1 | Comms
1622 | 295341320 |  | PYDTS/F | -33.7813 | 151.0526 | 2 | CS | 1 | Comms
1623 | 81628 |  | PY00000 | -33.7279 | 151.1126 | 15 | CS | 2 | Joint Bay
1624 | 81634 |  | PY00000 | -33.7302 | 151.1064 | 15 | CS | 2 | Joint Bay
1625 | 81654 |  | PY00000 | -33.7334 | 151.1008 | 15 | CS | 2 | Joint Bay
1626 | 81629 |  | PY00000 | -33.7279 | 151.1195 | 15 | CS | 2 | Joint Bay
1627 | 81622 |  | PY00000 | -33.726 | 151.1219 | 15 | CS | 2 | Joint Bay
1628 | 81647 |  | EP00000 | -33.7323 | 151.0864 | 15 | CS | 2 | Joint Bay
1629 | 81663 |  | EP00000 | -33.7352 | 151.0965 | 15 | CS | 2 | Joint Bay
1630 | 81651 |  | EP00000 | -33.733 | 151.0926 | 15 | CS | 2 | Joint Bay
1631 | 81650 |  | EP00000 | -33.733 | 151.0928 | 15 | CS | 2 | Joint Bay
1632 | 81655 |  | EP00000 | -33.7334 | 151.0899 | 15 | CS | 2 | Joint Bay
1633 | 2511991 |  | PY00000 | -33.7295 | 151.1616 | 15 | CS | 2 | Joint Bay
1634 | 2374583 |  | PY00000 | -33.7333 | 151.1602 | 15 | CS | 2 | Joint Bay
1635 | 81653 |  | PY00000 | -33.7332 | 151.1527 | 15 | CS | 2 | Joint Bay
1636 | 81685 |  | PY00000 | -33.7438 | 151.1767 | 15 | CS | 2 | Joint Bay
1637 | 81681 |  | PY00000 | -33.7425 | 151.1713 | 15 | CS | 2 | Joint Bay
1638 | 81679 |  | PY00000 | -33.7416 | 151.1655 | 15 | CS | 2 | Joint Bay
1639 | 2374584 |  | PY00000 | -33.7386 | 151.1573 | 15 | CS | 2 | Joint Bay
1640 | 81670 |  | PY00000 | -33.7376 | 151.1524 | 15 | CS | 2 | Joint Bay
1641 | 2430423 |  | PY003/4 | -33.735 | 151.1597 | 1 | CS | 2 | Standard
1642 | 81678 |  | PY00000 | -33.7412 | 151.1598 | 15 | CS | 2 | Joint Bay
1643 | 2267242 |  | PY00000 | -33.7451 | 151.1579 | 1 | CS | 2 | Standard
1644 | 2267239 |  | PYFIBRE | -33.7454 | 151.1575 | 2 | CS | 1 | Comms
1645 | 1391258 |  | PY00000 | -33.7405 | 151.1505 | 15 | CS | 2 | Joint Bay
1646 | 1786311 |  | PY00000 | -33.7405 | 151.1505 | 15 | CS | 2 | Joint Bay
1647 | 1880772 |  | PY00000 | -33.7398 | 151.1526 | 2 | CS | 1 | Comms
1648 | 1880773 |  | PY00000 | -33.7398 | 151.1529 | 2 | CS | 1 | Comms
1649 | 1391257 |  | PY00000 | -33.74 | 151.1545 | 15 | CS | 2 | Joint Bay
1650 | 2507696 |  | PY00000 | -33.7395 | 151.156 | 15 | CS | 2 | Joint Bay
1651 | 2516285 |  | PY00000 | -33.742 | 151.1559 | 15 | CS | 2 | Joint Bay
1652 | 295332733 |  | PY00000 | -33.7422 | 151.156 | 15 | CS | 2 | Joint Bay
1653 | 631223 |  | PY00000 | -33.7422 | 151.156 | 15 | CS | 3 | Joint Bay
1654 | 295362790 |  | PYDTS/F | -33.7422 | 151.1559 | 2 | CS | 1 | Comms
1655 | 295362791 |  | PYDTS/F | -33.7422 | 151.1559 | 2 | CS | 1 | Comms
1656 | 81676 |  | PY00000 | -33.7408 | 151.1557 | 15 | CS | 2 | Joint Bay
1657 | 92064921 |  | PYFIBRE | -33.7425 | 151.156 | 1 | CS | 2 | Standard
1658 | 360701 |  | PY00000 | -33.7435 | 151.1551 | 15 | CS | 2 | Joint Bay
1659 | 2400352 |  | PY00000 | -33.7435 | 151.1565 | 15 | CS | 2 | Joint Bay
1660 | 81684 |  | PY00000 | -33.743 | 151.1566 | 15 | CS | 2 | Joint Bay
1661 | 2563521 |  | PYFIBRE | -33.743 | 151.1566 | 2 | CS | 1 | Comms
1662 | 2383189 |  | PYFIBRE | -33.7434 | 151.1565 | 2 | CS | 1 | Comms
1663 | 2400350 |  | PYFIBRE | -33.7435 | 151.1564 | 2 | CS | 1 | Comms
1664 | 2292996 |  | PYFIBRE | -33.7439 | 151.1567 | 2 | CS | 1 | Comms
1665 | 2353112 |  | PY00000 | -33.7452 | 151.1573 | 15 | CS | 1 | Joint Bay
1666 | 81688 |  | PY00000 | -33.7451 | 151.157 | 15 | CS | 2 | Joint Bay
1667 | 360698 |  | PY00000 | -33.7453 | 151.1546 | 15 | CS | 2 | Joint Bay
1668 | 631219 |  | PY00000 | -33.7447 | 151.1507 | 15 | CS | 2 | Joint Bay
1669 | 81630 |  | PY00000 | -33.7288 | 151.1336 | 15 | CS | 2 | Joint Bay
1670 | 1786304 |  | PY00000 | -33.7326 | 151.1383 | 15 | CS | 2 | Joint Bay
1671 | 1880775 |  | PY00000 | -33.7326 | 151.1383 | 2 | CS | 1 | Comms
1672 | 1807776 |  | PY00000 | -33.733 | 151.1332 | 2 | CS | 1 | Comms
1673 | 1807775 |  | PY00000 | -33.7331 | 151.1331 | 2 | CS | 1 | Comms
1674 | 1391263 |  | PY00000 | -33.7331 | 151.1343 | 15 | CS | 2 | Joint Bay
1675 | 1807774 |  | PY00000 | -33.7333 | 151.1317 | 15 | CS | 2 | Joint Bay
1676 | 81641 |  | PY00000 | -33.7309 | 151.1468 | 15 | CS | 2 | Joint Bay
1677 | 81632 |  | PY00000 | -33.7293 | 151.1403 | 15 | CS | 2 | Joint Bay
1678 | 1764834 |  | PY005/6 | -33.734 | 151.1423 | 1 | CS | 2 | Standard
1679 | 1786305 |  | PY00000 | -33.7328 | 151.1391 | 2 | CS | 1 | Comms
1680 | 1786306 |  | PY00000 | -33.7328 | 151.1393 | 2 | CS | 1 | Comms
1681 | 1786309 |  | PY00000 | -33.7352 | 151.1441 | 2 | CS | 1 | Comms
1682 | 1786310 |  | PY00000 | -33.7358 | 151.1443 | 2 | CS | 1 | Comms
1683 | 1391260 |  | PY00000 | -33.7365 | 151.1451 | 15 | CS | 2 | Joint Bay
1684 | 1872184 |  | PY00000 | -33.7365 | 151.1451 | 2 | CS | 1 | Comms
1685 | 1786307 |  | PY00000 | -33.74 | 151.1466 | 2 | CS | 1 | Comms
1686 | 1786308 |  | PY00000 | -33.7398 | 151.1462 | 2 | CS | 1 | Comms
1687 | 1391259 |  | PY00000 | -33.7399 | 151.1459 | 15 | CS | 2 | Joint Bay
1688 | 631220 |  | PY00000 | -33.7458 | 151.1492 | 15 | CS | 2 | Joint Bay
1689 | 631221 |  | PY00000 | -33.7473 | 151.1468 | 15 | CS | 2 | Joint Bay
1690 | 81704 |  | PY00000 | -33.7496 | 151.1571 | 15 | CS | 2 | Joint Bay
1691 | 2267238 |  | PY00000 | -33.7496 | 151.1569 | 15 | CS | 2 | Joint Bay
1692 | 2267241 |  | PYFIBRE | -33.7495 | 151.1569 | 2 | CS | 1 | Comms
1693 | 2267236 |  | PYFIBRE | -33.7517 | 151.1567 | 2 | CS | 1 | Comms
1694 | 81708 |  | PY00000 | -33.7528 | 151.1565 | 15 | CS | 2 | Joint Bay
1695 | 2353113 |  | PY00000 | -33.7545 | 151.1568 | 15 | CS | 2 | Joint Bay
1696 | 2490571 |  | PYFIBRE | -33.7576 | 151.1563 | 2 | CS | 1 | Comms
1697 | 2267243 |  | PYFIBRE | -33.7572 | 151.1582 | 2 | CS | 1 | Comms
1698 | 81715 |  | PY00000 | -33.7577 | 151.1572 | 15 | CS | 1 | Joint Bay
1699 | 2353114 |  | PY00000 | -33.758 | 151.1565 | 15 | CS | 2 | Joint Bay
1700 | 81717 |  | PY00000 | -33.7618 | 151.1593 | 15 | CS | 2 | Joint Bay
1701 | 2353116 |  | PY00000 | -33.7641 | 151.161 | 15 | CS | 2 | Joint Bay
1702 | 81725 |  | PY00000 | -33.7649 | 151.1616 | 15 | CS | 2 | Joint Bay
1703 | 2353115 |  | PY00000 | -33.7602 | 151.158 | 15 | CS | 2 | Joint Bay
1704 | 2447580 |  | PY00000 | -33.7663 | 151.1627 | 15 | CS | 2 | Joint Bay
1705 | 81731 |  | PY00000 | -33.7679 | 151.1639 | 15 | CS | 2 | Joint Bay
1706 | 2383183 |  | PY00000 | -33.7703 | 151.1658 | 15 | CS | 2 | Joint Bay
1707 | 81736 |  | PY00000 | -33.7708 | 151.1662 | 15 | CS | 2 | Joint Bay
1708 | 81747 |  | PY00000 | -33.7742 | 151.1787 | 15 | CS | 2 | Joint Bay
1709 | 81748 |  | PY00000 | -33.7744 | 151.1782 | 15 | CS | 2 | Joint Bay
1710 | 81749 |  | PY00000 | -33.7744 | 151.1765 | 15 | CS | 2 | Joint Bay
1711 | 81738 |  | PY00000 | -33.7719 | 151.167 | 15 | CS | 2 | Joint Bay
1712 | 81750 |  | PY00000 | -33.7745 | 151.1711 | 15 | CS | 2 | Joint Bay
1713 | 1159380 |  | PY00000 | -33.7827 | 151.1807 | 15 | CS | 2 | Joint Bay
1714 | 176055 |  | PY00000 | -33.7869 | 151.139 | 15 | CS | 2 | Joint Bay
1715 | 176056 |  | PY00000 | -33.7868 | 151.1362 | 15 | CS | 4 | Joint Bay
1716 | 1717605 |  | GL00000 | -33.8125 | 151.1142 | 1 | CS | 4 | Standard
1717 | 81850 |  | GL00000 | -33.8122 | 151.1162 | 15 | CS | 4 | Joint Bay
1718 | 81849 |  | GL00000 | -33.812 | 151.1165 | 15 | CS | 4 | Joint Bay
1719 | 295328461 |  | PA00000 | -33.8122 | 151.1134 | 2 | CS | 4 | Comms
1720 | 115720265 |  | PA00000 | -33.8122 | 151.1134 | 15 | CS | 4 | Preformed Joint Bay
1721 | 81852 |  | GL00000 | -33.8123 | 151.1132 | 15 | CS | 2 | Joint Bay
1722 | 1717607 |  | GL00000 | -33.8124 | 151.1133 | 15 | CS | 2 | Joint Bay
1723 | 81853 |  | GL00000 | -33.8123 | 151.1135 | 15 | CS | 4 | Joint Bay
1724 | 1717609 |  | GL00000 | -33.8124 | 151.1133 | 1 | CS | 4 | Standard
1725 | 1717608 |  | GL00000 | -33.8124 | 151.1133 | 1 | CS | 2 | Standard
1726 | 1717606 |  | GL00000 | -33.8125 | 151.1142 | 15 | CS | 2 | Joint Bay
1727 | 1717602 |  | GL00000 | -33.8125 | 151.1142 | 1 | CS | 4 | Standard
1728 | 81872 |  | GL00000 | -33.8145 | 151.1109 | 15 | CS | 4 | Joint Bay
1729 | 81879 |  | GL00000 | -33.815 | 151.1107 | 15 | CS | 4 | Joint Bay
1730 | 295401439 |  | SYFIBRE | -33.8079 | 151.1287 | 2 | CS | 4 | Comms
1731 | 295401438 |  | SYFIBRE | -33.8078 | 151.1288 | 2 | CS | 4 | Comms
1732 | 295401441 |  | SYFIBRE | -33.8117 | 151.1247 | 2 | CS | 4 | Comms
1733 | 295401440 |  | SYFIBRE | -33.8118 | 151.1246 | 2 | CS | 4 | Comms
1734 | 295388564 |  | SY00000 | -33.8137 | 151.1227 | 15 | CS | 2 | Joint Bay
1735 | 295388569 |  | SY00000 | -33.8137 | 151.1227 | 1 | CS | 1 | Sheath Pit
1736 | 295388565 |  | SY00000 | -33.8137 | 151.1228 | 1 | CS | 4 | Sheath Pit
1737 | 81876 |  | GL00000 | -33.8147 | 151.1213 | 15 | CS | 4 | Joint Bay
1738 | 81854 |  | GL00000 | -33.8124 | 151.119 | 15 | CS | 4 | Joint Bay
1739 | 2490532 |  | GL00000 | -33.8123 | 151.1189 | 1 | CS | 4 | Standard
1740 | 2490529 |  | GL00000 | -33.8124 | 151.1191 | 1 | CS | 2 | Standard
1741 | 81860 |  | GL00000 | -33.813 | 151.1197 | 15 | CS | 2 | Joint Bay
1742 | 81882 |  | GL00000 | -33.8152 | 151.1222 | 15 | CS | 4 | Joint Bay
1743 | 81891 |  | GL00000 | -33.817 | 151.1243 | 15 | CS | 4 | Joint Bay
1744 | 81900 |  | GL00000 | -33.8179 | 151.125 | 15 | CS | 2 | Joint Bay
1745 | 81899 |  | GL00000 | -33.8176 | 151.1317 | 15 | CS | 2 | Joint Bay
1746 | 81905 |  | GL00000 | -33.8185 | 151.131 | 15 | CS | 4 | Joint Bay
1747 | 81911 |  | GL00000 | -33.8193 | 151.129 | 15 | CS | 4 | Joint Bay
1748 | 81909 |  | GL00000 | -33.8189 | 151.1276 | 15 | CS | 4 | Joint Bay
1749 | 81890 |  | GL00000 | -33.817 | 151.1084 | 15 | CS | 4 | Joint Bay
1750 | 2481946 |  | GL00000 | -33.8169 | 151.1084 | 1 | CS | 4 | Standard
1751 | 2481949 |  | GL00000 | -33.817 | 151.1083 | 1 | CS | 4 | Standard
1752 | 81897 |  | GL00000 | -33.8176 | 151.1078 | 15 | CS | 4 | Joint Bay
1753 | 295328450 |  | PA00000 | -33.8179 | 151.1075 | 2 | CS | 1 | Comms
1754 | 295328464 |  | PA00000 | -33.818 | 151.1073 | 15 | CS | 4 | Preformed Joint Bay
1755 | 295328456 |  | PA00000 | -33.818 | 151.1074 | 2 | CS | 4 | Comms
1756 | 295328462 |  | PA00000 | -33.8182 | 151.1071 | 15 | CS | 1 | Preformed Joint Bay
1757 | 81915 |  | GL00000 | -33.8198 | 151.1054 | 15 | CS | 2 | Joint Bay
1758 | 81917 |  | GL00000 | -33.8201 | 151.1051 | 15 | CS | 2 | Joint Bay
1759 | 81874 |  | PA00000 | -33.8146 | 151.0951 | 15 | CS | 2 | Joint Bay
1760 | 2215722 |  | PA00000 | -33.8147 | 151.095 | 1 | CS | 2 | Standard
1761 | 81878 |  | PA00000 | -33.8148 | 151.0956 | 15 | CS | 2 | Joint Bay
1762 | 2215720 |  | PA00000 | -33.8147 | 151.095 | 1 | CS | 4 | Standard
1763 | 2215721 |  | PA00000 | -33.8147 | 151.095 | 1 | CS | 2 | Standard
1764 | 115720252 |  | PA00000 | -33.8139 | 151.0941 | 15 | CS | 1 | Preformed Joint Bay
1765 | 295328451 | 1003229932 | PA10787 | -33.8141 | 151.0939 | 2 | CS | 1 | Comms
1766 | 81902 |  | PA00000 | -33.8181 | 151.0929 | 15 | CS | 2 | Joint Bay
1767 | 81894 |  | PA00000 | -33.8172 | 151.0926 | 15 | CS | 2 | Joint Bay
1768 | 295328452 |  | PA00000 | -33.8161 | 151.0981 | 2 | CS | 1 | Comms
1769 | 295328453 |  | PA00000 | -33.8163 | 151.098 | 2 | CS | 1 | Comms
1770 | 2439002 |  | PA00000 | -33.8189 | 151.096 | 1 | CS | 1 | Sheath Pit
1771 | 81910 |  | PA00000 | -33.819 | 151.0961 | 15 | CS | 2 | Joint Bay
1772 | 2520584 |  | PA00000 | -33.8191 | 151.0962 | 1 | CS | 1 | Sheath Pit
1773 | 2439010 |  | PA00000 | -33.8183 | 151.0932 | 1 | CS | 1 | Standard
1774 | 115720257 |  | PA00000 | -33.8172 | 151.1003 | 15 | CS | 1 | Preformed Joint Bay
1775 | 295328454 |  | PA00000 | -33.8173 | 151.1003 | 2 | CS | 1 | Comms
1776 | 115720261 |  | PA00000 | -33.8173 | 151.1005 | 15 | CS | 1 | Preformed Joint Bay
1777 | 295328455 |  | PA00000 | -33.8175 | 151.1008 | 2 | CS | 1 | Comms
1778 | 81887 |  | GL00000 | -33.8165 | 151.099 | 15 | CS | 2 | Joint Bay
1779 | 81895 |  | GL00000 | -33.8173 | 151.0989 | 15 | CS | 2 | Joint Bay
1780 | 81907 |  | GL00000 | -33.8188 | 151.1026 | 15 | CS | 2 | Joint Bay
1781 | 81903 |  | GL00000 | -33.8184 | 151.1019 | 15 | CS | 2 | Joint Bay
1782 | 2439007 |  | GL00000 | -33.8184 | 151.1019 | 1 | CS | 2 | Standard
1783 | 2439006 |  | GL00000 | -33.8184 | 151.1019 | 1 | CS | 2 | Standard
1784 | 295328457 |  | PA00000 | -33.8174 | 151.0902 | 2 | CS | 1 | Comms
1785 | 295328458 |  | PA00000 | -33.8175 | 151.0902 | 2 | CS | 1 | Comms
1786 | 81919 |  | PA00000 | -33.8203 | 151.0909 | 15 | CS | 2 | Joint Bay
1787 | 81923 |  | PA00000 | -33.8205 | 151.0907 | 15 | CS | 2 | Joint Bay
1788 | 115720248 |  | PA00000 | -33.8205 | 151.0892 | 15 | CS | 1 | Preformed Joint Bay
1789 | 295328449 |  | PA00000 | -33.8201 | 151.0894 | 2 | CS | 1 | Comms
1790 | 295328448 |  | PA00000 | -33.8202 | 151.0893 | 2 | CS | 1 | Comms
1791 | 81912 |  | PA00000 | -33.8199 | 151.0868 | 15 | CS | 2 | Joint Bay
1792 | 2215735 |  | PA00000 | -33.8198 | 151.0868 | 1 | CS | 2 | Standard
1793 | 2215737 |  | PA00000 | -33.8198 | 151.0868 | 1 | CS | 2 | Standard
1794 | 2438992 |  | PA00000 | -33.8199 | 151.0868 | 1 | CS | 2 | Standard
1795 | 2520582 |  | PA00000 | -33.8199 | 151.0868 | 1 | CS | 2 | Standard
1796 | 81914 |  | PA00000 | -33.82 | 151.0869 | 15 | CS | 1 | Joint Bay
1797 | 2438996 |  | PA00000 | -33.82 | 151.0869 | 1 | CS | 2 | Standard
1798 | 2438998 |  | PA00000 | -33.82 | 151.0869 | 1 | CS | 2 | Standard
1799 | 295328447 |  | PA00000 | -33.8238 | 151.0889 | 2 | CS | 1 | Comms
1800 | 295328446 |  | PA00000 | -33.8239 | 151.0888 | 2 | CS | 1 | Comms
1801 | 81936 |  | PA00000 | -33.824 | 151.0802 | 15 | CS | 2 | Joint Bay
1802 | 81938 |  | PA00000 | -33.8241 | 151.08 | 15 | Not CS | 0 | Joint Bay
1803 | 81930 |  | PA00000 | -33.8222 | 151.0835 | 15 | CS | 2 | Joint Bay
1804 | 2520578 |  | PA00000 | -33.8222 | 151.0836 | 1 | Not CS | 0 | Standard
1805 | 2215743 |  | PA00000 | -33.8222 | 151.0836 | 1 | Not CS | 0 | Standard
1806 | 81927 |  | PA00000 | -33.8222 | 151.0837 | 15 | CS | 2 | Joint Bay
1807 | 2370291 |  | PA00000 | -33.8221 | 151.0838 | 1 | Not CS | 0 | Unknown
1808 | 2370290 |  | PA00000 | -33.8222 | 151.0837 | 1 | Not CS | 0 | Standard
1809 | 81928 |  | PA00000 | -33.8221 | 151.0836 | 15 | Not CS | 0 | Joint Bay
1810 | 81929 |  | PA00000 | -33.8222 | 151.0836 | 15 | Not CS | 0 | Joint Bay
1811 | 2520580 |  | PA00000 | -33.8222 | 151.0836 | 1 | CS | 2 | Standard
1812 | 2215746 |  | PA00000 | -33.8222 | 151.0836 | 1 | Not CS | 0 | Standard
1813 | 2215744 |  | PA00000 | -33.8222 | 151.0836 | 1 | CS | 2 | Standard
1814 | 2520581 |  | PA00000 | -33.8222 | 151.0836 | 1 | Not CS | 0 | Standard
1815 | 407930 |  | GL00000 | -33.7885 | 151.1335 | 15 | CS | 2 | Joint Bay
1816 | 81841 |  | GL00000 | -33.8112 | 151.1603 | 15 | CS | 2 | Joint Bay
1817 | 81848 |  | GL00000 | -33.8118 | 151.1564 | 15 | CS | 2 | Joint Bay
1818 | 742884 |  | GL00000 | -33.8065 | 151.1815 | 15 | CS | 2 | Joint Bay
1819 | 721394 |  | GL00000 | -33.8083 | 151.181 | 15 | CS | 3 | Joint Bay
1820 | 81864 |  | GL00000 | -33.8131 | 151.1701 | 15 | CS | 2 | Joint Bay
1821 | 2211418 | 1003655606 | GL03691 | -33.813 | 151.1701 | 1 | CS | 2 | Standard
1822 | 2211417 |  | GL00000 | -33.813 | 151.1702 | 1 | CS | 2 | Standard
1823 | 81883 |  | GL00000 | -33.8152 | 151.1731 | 15 | CS | 2 | Joint Bay
1824 | 867390 |  | GL00000 | -33.8133 | 151.1809 | 15 | CS | 2 | Joint Bay
1825 | 747164 |  | GL00000 | -33.8147 | 151.179 | 15 | CS | 1 | Joint Bay
1826 | 747163 |  | GL00000 | -33.8149 | 151.1792 | 15 | CS | 1 | Joint Bay
1827 | 81906 |  | GL00000 | -33.8186 | 151.1787 | 15 | CS | 2 | Joint Bay
1828 | 81916 |  | GL00000 | -33.8197 | 151.1823 | 15 | CS | 2 | Joint Bay
1829 | 81932 |  | GL00000 | -33.8227 | 151.171 | 15 | CS | 2 | Joint Bay
1830 | 2220016 |  | GL00000 | -33.8139 | 151.1553 | 15 | CS | 2 | Joint Bay
1831 | 2220017 |  | GL00000 | -33.8141 | 151.1554 | 15 | CS | 2 | Joint Bay
1832 | 2220018 |  | GL00000 | -33.8141 | 151.1555 | 15 | CS | 2 | Joint Bay
1833 | 2220020 |  | GL00000 | -33.8142 | 151.1561 | 15 | CS | 2 | Joint Bay
1834 | 2220019 |  | GL00000 | -33.8142 | 151.1558 | 15 | CS | 2 | Joint Bay
1835 | 81867 |  | GL00000 | -33.8142 | 151.1559 | 15 | CS | 2 | Joint Bay
1836 | 81888 |  | GL00000 | -33.8166 | 151.1593 | 15 | CS | 2 | Joint Bay
1837 | 81865 |  | GL00000 | -33.8138 | 151.1652 | 15 | CS | 2 | Joint Bay
1838 | 81904 |  | GL00000 | -33.8184 | 151.1627 | 15 | CS | 2 | Joint Bay
1839 | 81922 |  | GL00000 | -33.8202 | 151.1672 | 15 | CS | 2 | Joint Bay
1840 | 81920 |  | GL00000 | -33.8202 | 151.1671 | 15 | CS | 2 | Joint Bay
1841 | 81921 |  | GL00000 | -33.8202 | 151.1669 | 15 | CS | 2 | Joint Bay
1842 | 81868 |  | GL00000 | -33.8143 | 151.1406 | 15 | CS | 2 | Joint Bay
1843 | 81855 |  | GL00000 | -33.8124 | 151.1525 | 15 | CS | 2 | Joint Bay
1844 | 81839 |  | GL00000 | -33.8109 | 151.1488 | 15 | CS | 2 | Joint Bay
1845 | 81842 |  | GL00000 | -33.8112 | 151.1509 | 15 | CS | 2 | Joint Bay
1846 | 81862 |  | GL00000 | -33.8129 | 151.1438 | 15 | CS | 2 | Joint Bay
1847 | 81892 |  | GL00000 | -33.817 | 151.1349 | 15 | CS | 2 | Joint Bay
1848 | 2481935 |  | GL00000 | -33.8175 | 151.1345 | 1 | CS | 3 | Standard
1849 | 81898 |  | GL00000 | -33.8176 | 151.1344 | 15 | CS | 2 | Joint Bay
1850 | 2481932 |  | GL00000 | -33.8177 | 151.1343 | 1 | CS | 4 | Standard
1851 | 81875 |  | GL00000 | -33.8146 | 151.1369 | 15 | CS | 2 | Joint Bay
1852 | 81877 |  | GL00000 | -33.8147 | 151.1372 | 15 | CS | 2 | Joint Bay
1853 | 81943 |  | GL00000 | -33.8253 | 151.1746 | 15 | CS | 2 | Joint Bay
1854 | 81941 |  | GL00000 | -33.8251 | 151.1796 | 15 | CS | 2 | Joint Bay
1855 | 82079 |  | LE00000 | -33.8633 | 151.1648 | 15 | CS | 2 | Joint Bay
1856 | 82085 |  | LE00000 | -33.8637 | 151.1641 | 15 | CS | 2 | Joint Bay
1857 | 82096 |  | LE00000 | -33.8648 | 151.1681 | 15 | CS | 2 | Joint Bay
1858 | 82089 |  | LE00000 | -33.8639 | 151.1662 | 15 | CS | 2 | Joint Bay
1859 | 82094 |  | LE00000 | -33.8648 | 151.1659 | 15 | CS | 2 | Joint Bay
1860 | 82109 |  | LE00000 | -33.8665 | 151.167 | 15 | CS | 2 | Joint Bay
1861 | 82078 |  | LE00000 | -33.8632 | 151.1591 | 15 | CS | 2 | Joint Bay
1862 | 82090 |  | LE00000 | -33.8642 | 151.1589 | 15 | CS | 2 | Joint Bay
1863 | 107640820 |  | LEPULLI | -33.8658 | 151.1579 | 1 | CS | 1 | Preformed Pulling Pit
1864 | 105532113 |  | LE00000 | -33.8671 | 151.158 | 15 | CS | 1 | Preformed Joint Bay
1865 | 82020 |  | GL00000 | -33.8544 | 151.1421 | 15 | CS | 2 | Joint Bay
1866 | 82015 |  | GL00000 | -33.8538 | 151.1373 | 15 | CS | 2 | Joint Bay
1867 | 82011 |  | GL00000 | -33.852 | 151.1335 | 15 | CS | 2 | Joint Bay
1868 | 82019 |  | GL00000 | -33.8543 | 151.1457 | 15 | CS | 2 | Joint Bay
1869 | 82046 |  | LE00000 | -33.8573 | 151.1488 | 15 | CS | 2 | Joint Bay
1870 | 2348820 |  | LE00000 | -33.8573 | 151.1488 | 1 | CS | 1 | Standard
1871 | 82057 |  | LE00000 | -33.859 | 151.1527 | 15 | CS | 2 | Joint Bay
1872 | 82107 |  | LE00000 | -33.8664 | 151.1536 | 15 | CS | 2 | Joint Bay
1873 | 2293003 |  | LE00000 | -33.8664 | 151.1536 | 1 | CS | 2 | Standard
1874 | 82108 |  | LE00000 | -33.8664 | 151.1531 | 15 | CS | 2 | Joint Bay
1875 | 82076 |  | LE00000 | -33.8626 | 151.145 | 15 | CS | 2 | Joint Bay
1876 | 82102 |  | LE00000 | -33.8657 | 151.1479 | 15 | CS | 2 | Joint Bay
1877 | 82100 |  | LE00000 | -33.8657 | 151.1496 | 15 | CS | 2 | Joint Bay
1878 | 82041 |  | LE00000 | -33.8567 | 151.1311 | 15 | CS | 2 | Joint Bay
1879 | 82048 |  | LE00000 | -33.8574 | 151.1384 | 15 | CS | 2 | Joint Bay
1880 | 82058 |  | LE00000 | -33.859 | 151.1425 | 15 | CS | 2 | Joint Bay
1881 | 295328445 |  | PA00000 | -33.8282 | 151.085 | 2 | CS | 1 | Comms
1882 | 295328465 |  | PA00000 | -33.8282 | 151.0848 | 2 | CS | 1 | Comms
1883 | 115720240 |  | PA00000 | -33.8284 | 151.0863 | 15 | CS | 1 | Preformed Joint Bay
1884 | 81998 |  | GL00000 | -33.849 | 151.1111 | 15 | CS | 2 | Joint Bay
1885 | 82005 |  | GL09/10 | -33.8502 | 151.1067 | 1 | CS | 1 | Standard
1886 | 81994 |  | GL00000 | -33.8476 | 151.1137 | 15 | CS | 2 | Joint Bay
1887 | 81993 |  | GL00000 | -33.8475 | 151.117 | 15 | CS | 2 | Joint Bay
1888 | 82000 |  | GL00000 | -33.8491 | 151.1231 | 15 | CS | 2 | Joint Bay
1889 | 82003 |  | GL00000 | -33.8493 | 151.126 | 15 | CS | 2 | Joint Bay
1890 | 2211466 |  | GL00000 | -33.8493 | 151.126 | 1 | CS | 1 | Standard
1891 | 2211465 |  | GL00000 | -33.851 | 151.1288 | 1 | CS | 2 | Standard
1892 | 82009 |  | GL00000 | -33.851 | 151.1288 | 15 | CS | 2 | Joint Bay
1893 | 82050 |  | LE00000 | -33.8581 | 151.1282 | 15 | CS | 2 | Joint Bay
1894 | 82073 |  | LE00000 | -33.8618 | 151.128 | 15 | CS | 2 | Joint Bay
1895 | 82093 |  | LE00000 | -33.8645 | 151.1255 | 15 | CS | 2 | Joint Bay
1896 | 82099 |  | LE00000 | -33.8655 | 151.1211 | 15 | CS | 2 | Joint Bay
1897 | 82112 |  | LE00000 | -33.8667 | 151.1156 | 15 | CS | 1 | Joint Bay
1898 | 214704 |  | LE00000 | -33.8639 | 151.1068 | 15 | CS | 2 | Joint Bay
1899 | 214703 |  | LE00000 | -33.8638 | 151.1067 | 15 | CS | 1 | Joint Bay
1900 | 82083 |  | LE00000 | -33.8637 | 151.1063 | 15 | CS | 1 | Joint Bay
1901 | 71184460 |  | LE00000 | -33.8637 | 151.1113 | 15 | CS | 1 | Preformed Joint Bay
1902 | 114601826 |  | LECABLE | -33.8638 | 151.1114 | 12 | EC | 1 | Cable Chase
1903 | 114601805 |  | LECABLE | -33.8637 | 151.1112 | 1 | CS | 5 | Sheath Pit
1904 | 82105 |  | LE00000 | -33.866 | 151.1111 | 15 | CS | 2 | Joint Bay
1905 | 1919419 |  | PA00000 | -33.8511 | 151.0845 | 2 | CS | 1 | Comms
1906 | 82007 |  | PA00000 | -33.8509 | 151.0857 | 15 | CS | 2 | Joint Bay
1907 | 1567312 |  | RP00000 | -33.8513 | 151.0845 | 15 | CS | 2 | Joint Bay
1908 | 1567311 |  | RP00000 | -33.8512 | 151.0844 | 15 | CS | 1 | Joint Bay
1909 | 274817 |  | PA00000 | -33.8494 | 151.0927 | 15 | CS | 2 | Joint Bay
1910 | 81999 |  | PA00000 | -33.8491 | 151.0877 | 15 | CS | 2 | Joint Bay
1911 | 82006 |  | PA00000 | -33.8504 | 151.0894 | 15 | CS | 2 | Joint Bay
1912 | 82016 |  | PA00000 | -33.854 | 151.0851 | 15 | CS | 2 | Joint Bay
1913 | 1210909 |  | PA00000 | -33.8542 | 151.0851 | 15 | CS | 2 | Joint Bay
1914 | 82037 |  | RP00000 | -33.8565 | 151.0834 | 15 | CS | 1 | Joint Bay
1915 | 1876478 |  | RP00000 | -33.8554 | 151.0856 | 15 | CS | 1 | Joint Bay
1916 | 1928008 |  | RP00000 | -33.8554 | 151.0856 | 1 | CS | 2 | Standard
1917 | 82035 |  | RP00000 | -33.8562 | 151.0858 | 15 | CS | 2 | Joint Bay
1918 | 82039 |  | RP00000 | -33.8566 | 151.0828 | 15 | CS | 2 | Joint Bay
1919 | 82027 |  | RP00000 | -33.8554 | 151.0795 | 15 | CS | 2 | Joint Bay
1920 | 82030 |  | RP00000 | -33.8557 | 151.0797 | 15 | CS | 1 | Joint Bay
1921 | 82029 |  | JB00000 | -33.8557 | 151.0797 | 15 | CS | 2 | Joint Bay
1922 | 82028 |  | RP00000 | -33.8556 | 151.0804 | 15 | CS | 1 | Joint Bay
1923 | 82036 |  | RP00000 | -33.8563 | 151.0809 | 15 | CS | 2 | Joint Bay
1924 | 71195944 |  | LE00000 | -33.8569 | 151.0817 | 15 | CS | 4 | Preformed Joint Bay
1925 | 82045 |  | RP00000 | -33.8571 | 151.0819 | 15 | Not CS | 0 | Joint Bay
1926 | 82043 |  | RP00000 | -33.8571 | 151.0818 | 15 | CS | 2 | Joint Bay
1927 | 2370321 |  | RP00000 | -33.8568 | 151.0823 | 15 | CS | 2 | Joint Bay
1928 | 2001004 |  | RP00000 | -33.8578 | 151.0815 | 15 | CS | 2 | Joint Bay
1929 | 82049 |  | RP00000 | -33.8575 | 151.0792 | 15 | CS | 2 | Joint Bay
1930 | 82051 |  | RP00000 | -33.858 | 151.0796 | 15 | CS | 2 | Joint Bay
1931 | 274816 |  | PA00000 | -33.8499 | 151.0966 | 15 | CS | 2 | Joint Bay
1932 | 82004 |  | PA00000 | -33.8498 | 151.0964 | 15 | CS | 2 | Joint Bay
1933 | 82010 |  | GL00000 | -33.8512 | 151.1019 | 15 | CS | 2 | Joint Bay
1934 | 2348822 |  | GL00000 | -33.8512 | 151.1019 | 1 | CS | 2 | Standard
1935 | 82052 |  | RP00000 | -33.8584 | 151.0963 | 15 | CS | 2 | Joint Bay
1936 | 71184505 |  | LE00000 | -33.8588 | 151.0946 | 15 | CS | 1 | Preformed Joint Bay
1937 | 71184493 |  | LE00000 | -33.8589 | 151.0993 | 15 | CS | 2 | Joint Bay
1938 | 82075 |  | RP00000 | -33.862 | 151.0981 | 15 | CS | 1 | Joint Bay
1939 | 71184472 |  | LE00000 | -33.8609 | 151.1044 | 15 | CS | 2 | Joint Bay
1940 | 82068 |  | LE00000 | -33.8609 | 151.1032 | 15 | CS | 2 | Joint Bay
1941 | 115738249 |  | RP00000 | -33.8642 | 151.0949 | 15 | CS | 2 | Joint Bay
1942 | 115738253 |  | RP00000 | -33.8642 | 151.095 | 15 | CS | 2 | Joint Bay
1943 | 82124 |  | RP00000 | -33.868 | 151.097 | 15 | CS | 2 | Joint Bay
1944 | 82054 |  | RP00000 | -33.8584 | 151.0808 | 15 | CS | 2 | Joint Bay
1945 | 2061125 |  | RP00000 | -33.8586 | 151.0813 | 1 | CS | 2 | Standard
1946 | 906039 |  | RP00000 | -33.8591 | 151.0815 | 15 | CS | 2 | Joint Bay
1947 | 1726189 |  | RP00000 | -33.8594 | 151.0819 | 15 | CS | 2 | Joint Bay
1948 | 82059 |  | RP00000 | -33.8593 | 151.0791 | 15 | CS | 2 | Joint Bay
1949 | 82060 |  | RP00000 | -33.8593 | 151.0791 | 15 | CS | 4 | Joint Bay
1950 | 1567310 |  | RP00000 | -33.8583 | 151.0849 | 15 | CS | 2 | Joint Bay
1951 | 71184517 |  | LE00000 | -33.8599 | 151.0867 | 15 | CS | 1 | Preformed Joint Bay
1952 | 295414318 |  | RP00000 | -33.8608 | 151.0849 | 15 | CS | 2 | Joint Bay
1953 | 82071 |  | RP00000 | -33.8614 | 151.0832 | 15 | CS | 4 | Joint Bay
1954 | 82072 |  | RP00000 | -33.8614 | 151.0832 | 15 | CS | 4 | Joint Bay
1955 | 82074 |  | RP00000 | -33.8619 | 151.0835 | 15 | CS | 2 | Joint Bay
1956 | 295397145 |  | RP00000 | -33.8631 | 151.0853 | 1 | CS | 4 | Standard
1957 | 295397147 |  | RP00000 | -33.8632 | 151.0854 | 1 | CS | 4 | Standard
1958 | 82082 |  | RP00000 | -33.8636 | 151.0839 | 15 | CS | 2 | Joint Bay
1959 | 82062 |  | RP00000 | -33.8599 | 151.0875 | 15 | CS | 2 | Joint Bay
1960 | 82055 |  | RP00000 | -33.8585 | 151.0919 | 15 | CS | 2 | Joint Bay
1961 | 112976940 |  | RPPULLI | -33.8598 | 151.091 | 1 | CS | 1 | Preformed Pulling Pit
1962 | 82125 |  | RP00000 | -33.8681 | 151.0916 | 15 | CS | 2 | Joint Bay
1963 | 82114 |  | RP00000 | -33.867 | 151.0881 | 15 | CS | 4 | Joint Bay
1964 | 82128 |  | RP00000 | -33.8684 | 151.0889 | 15 | CS | 4 | Joint Bay
1965 | 82091 |  | RP00000 | -33.8645 | 151.0838 | 15 | CS | 4 | Joint Bay
1966 | 82092 |  | RP00000 | -33.8645 | 151.0838 | 15 | CS | 2 | Joint Bay
1967 | 82103 |  | RP00000 | -33.8658 | 151.0842 | 15 | CS | 4 | Joint Bay
1968 | 82104 |  | RP00000 | -33.8658 | 151.0842 | 15 | CS | 4 | Joint Bay
1969 | 82111 |  | RP00000 | -33.8667 | 151.0855 | 15 | CS | 4 | Joint Bay
1970 | 81953 |  | PA00000 | -33.8274 | 151.0364 | 15 | CS | 2 | Joint Bay
1971 | 81958 |  | PA00000 | -33.8279 | 151.0371 | 15 | Not CS | 0 | Joint Bay
1972 | 81948 |  | PA00000 | -33.8268 | 151.0313 | 15 | CS | 2 | Joint Bay
1973 | 81951 |  | PA00000 | -33.8269 | 151.0322 | 15 | Not CS | 0 | Joint Bay
1974 | 81939 |  | PA00000 | -33.8241 | 151.077 | 15 | CS | 2 | Joint Bay
1975 | 115720277 |  | PA00000 | -33.8248 | 151.0764 | 15 | Not CS | 0 | Preformed Joint Bay
1976 | 115720269 |  | PA00000 | -33.8247 | 151.0765 | 15 | CS | 1 | Preformed Joint Bay
1977 | 81955 |  | PA00000 | -33.8276 | 151.074 | 15 | Not CS | 0 | Joint Bay
1978 | 81968 |  | PA00000 | -33.8313 | 151.0365 | 15 | Not CS | 0 | Joint Bay
1979 | 81977 |  | PA00000 | -33.8357 | 151.0426 | 15 | CS | 2 | Joint Bay
1980 | 81970 |  | PA00000 | -33.8323 | 151.0366 | 15 | Not CS | 0 | Joint Bay
1981 | 270522 |  | PA00000 | -33.8379 | 151.0467 | 15 | CS | 2 | Joint Bay
1982 | 81991 |  | PA00000 | -33.8454 | 151.0482 | 15 | CS | 1 | Joint Bay
1983 | 1283906 |  | PA00000 | -33.8441 | 151.0426 | 15 | CS | 4 | Joint Bay
1984 | 81967 |  | PA00000 | -33.8309 | 151.0717 | 15 | Not CS | 0 | Joint Bay
1985 | 81971 |  | PA00000 | -33.8327 | 151.0732 | 15 | CS | 2 | Joint Bay
1986 | 81974 |  | PA00000 | -33.8337 | 151.0747 | 15 | Not CS | 0 | Joint Bay
1987 | 81975 |  | PA00000 | -33.8339 | 151.0748 | 15 | Not CS | 0 | Joint Bay
1988 | 81980 |  | PA00000 | -33.8377 | 151.0767 | 15 | CS | 2 | Joint Bay
1989 | 81983 |  | PA00000 | -33.8402 | 151.0763 | 15 | Not CS | 0 | Joint Bay
1990 | 81985 |  | PA00000 | -33.8418 | 151.0761 | 15 | CS | 2 | Joint Bay
1991 | 270524 |  | PA00000 | -33.846 | 151.0752 | 15 | CS | 2 | Joint Bay
1992 | 81992 |  | PA00000 | -33.8453 | 151.0756 | 15 | CS | 2 | Joint Bay
1993 | 82001 |  | PA00000 | -33.8492 | 151.0625 | 15 | CS | 2 | Joint Bay
1994 | 82012 |  | PA00000 | -33.8527 | 151.0644 | 15 | CS | 2 | Joint Bay
1995 | 82017 |  | PA00000 | -33.854 | 151.0709 | 15 | CS | 2 | Joint Bay
1996 | 82021 |  | PA00000 | -33.8545 | 151.068 | 15 | CS | 2 | Joint Bay
1997 | 82018 |  | PA00000 | -33.8541 | 151.0712 | 15 | CS | 2 | Joint Bay
1998 | 82033 |  | RP00000 | -33.8561 | 151.0741 | 15 | CS | 4 | Joint Bay
1999 | 2868395 |  | RP00000 | -33.8561 | 151.0741 | 1 | CS | 4 | Sheath Pit
2000 | 81997 |  | PA00000 | -33.8488 | 151.0751 | 15 | CS | 2 | Joint Bay
2001 | 82002 |  | PA00000 | -33.8494 | 151.0747 | 15 | CS | 2 | Joint Bay
2002 | 82014 |  | PA00000 | -33.8535 | 151.0766 | 15 | CS | 2 | Joint Bay
2003 | 2383179 |  | PA00000 | -33.8529 | 151.0762 | 15 | CS | 2 | Joint Bay
2004 | 82023 |  | RP00000 | -33.8547 | 151.0764 | 15 | CS | 2 | Joint Bay
2005 | 72724101 |  | RP00000 | -33.8548 | 151.0764 | 15 | CS | 4 | Joint Bay
2006 | 82024 |  | RP00000 | -33.855 | 151.0757 | 15 | CS | 2 | Joint Bay
2007 | 2868394 |  | RP00000 | -33.855 | 151.0758 | 1 | CS | 1 | Sheath Pit
2008 | 82025 |  | RP00000 | -33.8551 | 151.0786 | 15 | CS | 2 | Joint Bay
2009 | 2868393 |  | RP00000 | -33.8547 | 151.0781 | 1 | CS | 1 | Sheath Pit
2010 | 2868396 |  | RP00000 | -33.8547 | 151.0781 | 15 | CS | 2 | Joint Bay
2011 | 82031 |  | RP00000 | -33.8557 | 151.0752 | 15 | CS | 2 | Joint Bay
2012 | 82042 |  | RP00000 | -33.8574 | 151.0774 | 15 | CS | 4 | Joint Bay
2013 | 82064 |  | RP00000 | -33.8605 | 151.0775 | 15 | CS | 2 | Joint Bay
2014 | 82065 |  | RP00000 | -33.8605 | 151.0775 | 15 | CS | 4 | Joint Bay
2015 | 82063 |  | RP00000 | -33.8603 | 151.0771 | 15 | CS | 2 | Joint Bay
2016 | 82067 |  | RP00000 | -33.8608 | 151.0757 | 15 | CS | 2 | Joint Bay
2017 | 82061 |  | RP00000 | -33.8596 | 151.0783 | 15 | CS | 2 | Joint Bay
2018 | 82069 |  | RP00000 | -33.8612 | 151.0755 | 15 | CS | 2 | Joint Bay
2019 | 82077 |  | RP00000 | -33.863 | 151.075 | 15 | CS | 4 | Joint Bay
2020 | 82097 |  | RP00000 | -33.8652 | 151.0749 | 15 | CS | 2 | Joint Bay
2021 | 82098 |  | RP00000 | -33.8652 | 151.0749 | 15 | CS | 4 | Joint Bay
2022 | 82134 |  | RP00000 | -33.8688 | 151.0715 | 15 | CS | 4 | Joint Bay
2023 | 82147 |  | RP00000 | -33.8695 | 151.0683 | 15 | CS | 4 | Joint Bay
2024 | 82160 |  | RP00000 | -33.8697 | 151.0682 | 15 | CS | 2 | Joint Bay
2025 | 81626 |  | FF00000 | -33.7276 | 151.2083 | 15 | CS | 1 | Joint Bay
2026 | 81638 |  | FF00000 | -33.7303 | 151.2095 | 15 | CS | 1 | Joint Bay
2027 | 81636 |  | FF00000 | -33.7302 | 151.2095 | 15 | CS | 1 | Joint Bay
2028 | 81635 |  | FF00000 | -33.7301 | 151.2094 | 15 | CS | 1 | Joint Bay
2029 | 81640 |  | FF00000 | -33.7304 | 151.2097 | 15 | CS | 2 | Joint Bay
2030 | 81642 |  | FF00000 | -33.731 | 151.21 | 15 | CS | 2 | Joint Bay
2031 | 81623 |  | FF00000 | -33.7263 | 151.2027 | 15 | CS | 2 | Joint Bay
2032 | 81624 |  | FF00000 | -33.7266 | 151.2037 | 15 | CS | 2 | Joint Bay
2033 | 81669 |  | FF00000 | -33.7363 | 151.2066 | 15 | CS | 2 | Joint Bay
2034 | 81668 |  | FF00000 | -33.7363 | 151.2065 | 15 | CS | 2 | Joint Bay
2035 | 81666 |  | FF00000 | -33.7361 | 151.2069 | 15 | CS | 2 | Joint Bay
2036 | 81665 |  | FF00000 | -33.7361 | 151.207 | 15 | CS | 2 | Joint Bay
2037 | 81667 |  | FF00000 | -33.7362 | 151.2068 | 15 | CS | 2 | Joint Bay
2038 | 81658 |  | FF00000 | -33.7344 | 151.2116 | 15 | CS | 2 | Joint Bay
2039 | 81659 |  | FF00000 | -33.7345 | 151.2117 | 15 | CS | 2 | Joint Bay
2040 | 81660 |  | FF00000 | -33.7346 | 151.2117 | 15 | CS | 2 | Joint Bay
2041 | 81661 |  | FF00000 | -33.7347 | 151.2118 | 15 | CS | 2 | Joint Bay
2042 | 81662 |  | FF00000 | -33.735 | 151.2115 | 15 | CS | 2 | Joint Bay
2043 | 81672 |  | FF00000 | -33.738 | 151.2152 | 15 | CS | 2 | Joint Bay
2044 | 81673 |  | FF00000 | -33.7397 | 151.2039 | 15 | CS | 2 | Joint Bay
2045 | 2112659 | 1003655627 | FF03089 | -33.7397 | 151.2039 | 1 | CS | 2 | Standard
2046 | 2112661 |  | FF00000 | -33.7396 | 151.2039 | 1 | CS | 2 | Standard
2047 | 2112662 |  | FF00000 | -33.7396 | 151.2039 | 1 | CS | 2 | Standard
2048 | 2112652 | 1003655372 | FF03087 | -33.7396 | 151.2039 | 1 | CS | 2 | Standard
2049 | 2112660 |  | FF00000 | -33.7396 | 151.2039 | 1 | CS | 2 | Standard
2050 | 81675 |  | FF00000 | -33.7398 | 151.2038 | 15 | CS | 2 | Joint Bay
2051 | 2056906 | 1003655373 | FF03088 | -33.7399 | 151.2038 | 1 | CS | 2 | Standard
2052 | 2056907 | 1003655819 | FF03093 | -33.7399 | 151.2038 | 1 | CS | 2 | Standard
2053 | 81674 |  | FF00000 | -33.7399 | 151.2037 | 15 | CS | 2 | Joint Bay
2054 | 81683 |  | FF00000 | -33.7428 | 151.2006 | 15 | CS | 2 | Joint Bay
2055 | 81682 |  | FF00000 | -33.7427 | 151.2007 | 15 | CS | 2 | Joint Bay
2056 | 1769128 |  | TH00000 | -33.7156 | 151.2171 | 15 | CS | 2 | Joint Bay
2057 | 1743369 |  | FF00000 | -33.7225 | 151.2163 | 15 | CS | 2 | Joint Bay
2058 | 2009592 |  | FF00000 | -33.7224 | 151.2163 | 2 | CS | 1 | Comms
2059 | 81680 |  | FF00000 | -33.7419 | 151.2169 | 15 | CS | 2 | Joint Bay
2060 | 81690 |  | FF00000 | -33.7455 | 151.2204 | 15 | CS | 2 | Joint Bay
2061 | 81693 |  | FF00000 | -33.7462 | 151.2256 | 15 | CS | 2 | Joint Bay
2062 | 81702 |  | FF00000 | -33.7489 | 151.2282 | 15 | CS | 2 | Joint Bay
2063 | 81712 |  | FF00000 | -33.7553 | 151.2393 | 15 | CS | 2 | Joint Bay
2064 | 81710 |  | FF00000 | -33.7545 | 151.2333 | 15 | CS | 2 | Joint Bay
2065 | 1601663 |  | FF00000 | -33.7537 | 151.2561 | 2 | CS | 1 | Comms
2066 | 1601662 |  | FF00000 | -33.7538 | 151.2567 | 2 | CS | 1 | Comms
2067 | 1601664 |  | FF00000 | -33.7542 | 151.2584 | 15 | CS | 2 | Joint Bay
2068 | 1601665 |  | FF00000 | -33.7542 | 151.2584 | 2 | CS | 1 | Comms
2069 | 1640308 |  | FF00000 | -33.753 | 151.2528 | 15 | CS | 2 | Joint Bay
2070 | 1640311 |  | FF00000 | -33.756 | 151.2638 | 15 | CS | 2 | Joint Bay
2071 | 1648902 |  | FF00000 | -33.7563 | 151.2642 | 2 | CS | 1 | Comms
2072 | 1648903 |  | FF00000 | -33.7568 | 151.2648 | 2 | CS | 1 | Comms
2073 | 295358496 |  | FF001/1 | -33.752 | 151.2437 | 15 | CS | 2 | Joint Bay
2074 | 81709 |  | FF00000 | -33.7544 | 151.2437 | 15 | CS | 2 | Joint Bay
2075 | 2275822 |  | FF00000 | -33.7557 | 151.2437 | 2 | CS | 1 | Comms
2076 | 2275823 |  | FF00000 | -33.7558 | 151.2438 | 2 | CS | 1 | Comms
2077 | 1648896 |  | FF00000 | -33.7519 | 151.2474 | 15 | CS | 2 | Joint Bay
2078 | 1640309 |  | FF00000 | -33.7522 | 151.2494 | 2 | CS | 1 | Comms
2079 | 2275825 |  | FF00000 | -33.7593 | 151.2451 | 2 | CS | 1 | Comms
2080 | 2275824 |  | FF00000 | -33.7594 | 151.2451 | 2 | CS | 1 | Comms
2081 | 2245780 |  | FF00000 | -33.7597 | 151.2453 | 1 | CS | 1 | Sheath Pit
2082 | 2245778 |  | FF00000 | -33.7598 | 151.2453 | 15 | CS | 2 | Joint Bay
2083 | 1447092 |  | FF00000 | -33.7599 | 151.2454 | 15 | CS | 2 | Joint Bay
2084 | 2275832 |  | FF00000 | -33.7659 | 151.2524 | 2 | CS | 1 | Comms
2085 | 2275831 |  | FF00000 | -33.7661 | 151.2529 | 2 | CS | 1 | Comms
2086 | 2275826 |  | FF00000 | -33.7637 | 151.2472 | 2 | CS | 1 | Comms
2087 | 2245788 |  | FF00000 | -33.7638 | 151.2472 | 2 | CS | 1 | Comms
2088 | 2284416 |  | FF00000 | -33.7647 | 151.2484 | 15 | CS | 2 | Joint Bay
2089 | 2284419 |  | FF00000 | -33.7646 | 151.2482 | 1 | CS | 1 | Sheath Pit
2090 | 2284417 |  | FF00000 | -33.7646 | 151.2483 | 15 | CS | 2 | Joint Bay
2091 | 1447093 |  | FF00000 | -33.7669 | 151.2549 | 15 | CS | 2 | Joint Bay
2092 | 2275830 |  | FF00000 | -33.7668 | 151.2546 | 1 | CS | 1 | Sheath Pit
2093 | 2275828 |  | FF00000 | -33.7668 | 151.2547 | 15 | CS | 2 | Joint Bay
2094 | 2284415 |  | FF00000 | -33.7696 | 151.2566 | 2 | CS | 1 | Comms
2095 | 2284414 |  | FF00000 | -33.7694 | 151.2568 | 2 | CS | 1 | Comms
2096 | 2245774 |  | FF00000 | -33.7721 | 151.2565 | 15 | CS | 2 | Joint Bay
2097 | 2245776 |  | FF00000 | -33.772 | 151.2564 | 1 | CS | 1 | Sheath Pit
2098 | 1447094 |  | FF00000 | -33.7722 | 151.2566 | 15 | CS | 2 | Joint Bay
2099 | 2245767 |  | FF00000 | -33.7736 | 151.2567 | 2 | CS | 1 | Comms
2100 | 2245766 |  | FF00000 | -33.7737 | 151.2567 | 2 | CS | 1 | Comms
2101 | 2245769 |  | FF00000 | -33.7756 | 151.2601 | 2 | CS | 1 | Comms
2102 | 2245768 |  | FF00000 | -33.7756 | 151.2606 | 15 | CS | 2 | Joint Bay
2103 | 1447095 |  | FF00000 | -33.7756 | 151.2605 | 15 | CS | 2 | Joint Bay
2104 | 2245772 |  | FF00000 | -33.7756 | 151.2604 | 2 | CS | 1 | Comms
2105 | 2245770 |  | FF00000 | -33.7756 | 151.2603 | 2 | CS | 1 | Comms
2106 | 2245765 |  | FF00000 | -33.7768 | 151.2623 | 2 | CS | 1 | Comms
2107 | 2245764 |  | FF00000 | -33.7767 | 151.2621 | 2 | CS | 1 | Comms
2108 | 2245773 |  | FF00000 | -33.7779 | 151.2664 | 15 | CS | 2 | Joint Bay
2109 | 2275827 |  | FF00000 | -33.7779 | 151.2664 | 15 | CS | 2 | Joint Bay
2110 | 2245791 |  | FF00000 | -33.7779 | 151.2663 | 1 | CS | 1 | Sheath Pit
2111 | 2275821 |  | FF00000 | -33.7779 | 151.2661 | 2 | CS | 1 | Comms
2112 | 2275820 |  | FF00000 | -33.778 | 151.2659 | 2 | CS | 1 | Comms
2113 | 2211410 |  | FF00000 | -33.779 | 151.2671 | 1 | CS | 2 | Standard
2114 | 81691 |  | PY00000 | -33.7456 | 151.1878 | 15 | CS | 2 | Joint Bay
2115 | 81689 |  | PY00000 | -33.7452 | 151.1823 | 15 | CS | 2 | Joint Bay
2116 | 81692 |  | PY00000 | -33.7463 | 151.1909 | 15 | CS | 2 | Joint Bay
2117 | 81695 |  | PY00000 | -33.7469 | 151.1951 | 15 | CS | 2 | Joint Bay
2118 | 81696 |  | FF00000 | -33.747 | 151.2014 | 15 | CS | 2 | Joint Bay
2119 | 81687 |  | FF00000 | -33.7442 | 151.202 | 15 | CS | 2 | Joint Bay
2120 | 81718 |  | PY00000 | -33.7627 | 151.1939 | 15 | CS | 2 | Joint Bay
2121 | 81719 |  | PY00000 | -33.7629 | 151.1943 | 15 | CS | 2 | Joint Bay
2122 | 110135298 |  | PY00000 | -33.7628 | 151.1943 | 15 | CS | 1 | Preformed Joint Bay
2123 | 110135302 |  | PY00000 | -33.7631 | 151.1944 | 15 | CS | 1 | Preformed Joint Bay
2124 | 81721 |  | PY00000 | -33.7636 | 151.192 | 15 | CS | 2 | Joint Bay
2125 | 2220077 |  | PY00000 | -33.7637 | 151.1921 | 1 | CS | 2 | Standard
2126 | 2220078 |  | PY00000 | -33.7637 | 151.1921 | 1 | CS | 2 | Standard
2127 | 2220075 |  | PY00000 | -33.7637 | 151.192 | 1 | CS | 2 | Standard
2128 | 2220076 |  | PY00000 | -33.7637 | 151.192 | 1 | CS | 2 | Standard
2129 | 2220070 |  | PY00000 | -33.7637 | 151.192 | 1 | CS | 2 | Standard
2130 | 2220071 |  | PY00000 | -33.7637 | 151.192 | 1 | CS | 2 | Standard
2131 | 2220072 |  | PY00000 | -33.7637 | 151.192 | 1 | CS | 2 | Standard
2132 | 2220073 |  | PY00000 | -33.7637 | 151.192 | 1 | CS | 2 | Standard
2133 | 2220074 |  | PY00000 | -33.7637 | 151.192 | 1 | CS | 2 | Standard
2134 | 81722 |  | PY001/2 | -33.7639 | 151.1906 | 15 | CS | 2 | Joint Bay
2135 | 81724 |  | PY00000 | -33.7648 | 151.1922 | 15 | CS | 2 | Joint Bay
2136 | 103175461 |  | PY00000 | -33.766 | 151.1885 | 15 | CS | 2 | Joint Bay
2137 | 966153 |  | PY00000 | -33.7656 | 151.1904 | 15 | CS | 2 | Joint Bay
2138 | 112821361 |  | PY00000 | -33.7672 | 151.1887 | 15 | CS | 1 | Preformed Joint Bay
2139 | 81755 |  | PY00000 | -33.7778 | 151.1886 | 15 | CS | 2 | Joint Bay
2140 | 81761 |  | PY00000 | -33.7792 | 151.1913 | 15 | CS | 2 | Joint Bay
2141 | 105096927 |  | PY00000 | -33.7825 | 151.1927 | 15 | CS | 1 | Preformed Joint Bay
2142 | 81767 |  | PY00000 | -33.7826 | 151.1928 | 15 | CS | 2 | Joint Bay
2143 | 2232907 |  | PY00000 | -33.7825 | 151.1928 | 1 | CS | 2 | Standard
2144 | 2232909 |  | PY00000 | -33.7827 | 151.1928 | 1 | CS | 2 | Standard
2145 | 81727 |  | PY00000 | -33.7667 | 151.1875 | 15 | CS | 2 | Joint Bay
2146 | 81728 |  | PY00000 | -33.7671 | 151.1871 | 15 | CS | 2 | Joint Bay
2147 | 81730 |  | PY00000 | -33.7678 | 151.186 | 15 | CS | 2 | Joint Bay
2148 | 2220083 |  | PY00000 | -33.7678 | 151.1861 | 1 | CS | 2 | Standard
2149 | 2220084 |  | PY00000 | -33.7678 | 151.1861 | 1 | CS | 2 | Standard
2150 | 2220085 |  | PY00000 | -33.7678 | 151.1861 | 1 | CS | 2 | Standard
2151 | 2220086 |  | PY00000 | -33.7678 | 151.1861 | 1 | CS | 2 | Standard
2152 | 2220079 |  | PY00000 | -33.7678 | 151.186 | 1 | CS | 2 | Standard
2153 | 2220082 |  | PY00000 | -33.7678 | 151.186 | 1 | CS | 2 | Standard
2154 | 2220080 |  | PY00000 | -33.7678 | 151.186 | 1 | CS | 2 | Standard
2155 | 2220081 |  | PY00000 | -33.7678 | 151.186 | 1 | CS | 2 | Standard
2156 | 107006911 |  | PY00OIL | -33.7695 | 151.1866 | 1 | CS | 2 | Standard
2157 | 81735 |  | PY00000 | -33.7704 | 151.185 | 15 | CS | 2 | Joint Bay
2158 | 103794944 |  | PY00000 | -33.7706 | 151.183 | 15 | CS | 2 | Joint Bay
2159 | 107485973 |  | PY00OIL | -33.7714 | 151.1836 | 1 | CS | 2 | Standard
2160 | 81737 |  | PY00000 | -33.7709 | 151.1831 | 15 | CS | 2 | Joint Bay
2161 | 81733 |  | PY00000 | -33.7695 | 151.1869 | 15 | CS | 2 | Joint Bay
2162 | 2232893 |  | PY00000 | -33.7694 | 151.1868 | 1 | CS | 2 | Standard
2163 | 2232891 |  | PY00000 | -33.7695 | 151.1869 | 1 | CS | 2 | Standard
2164 | 966152 |  | PY00000 | -33.7705 | 151.1877 | 15 | CS | 2 | Joint Bay
2165 | 81740 |  | PY00000 | -33.7721 | 151.1867 | 15 | CS | 2 | Joint Bay
2166 | 81751 |  | PY00000 | -33.7747 | 151.1865 | 15 | CS | 2 | Joint Bay
2167 | 106340825 |  | PY00OIL | -33.7718 | 151.184 | 1 | CS | 2 | Standard
2168 | 108527751 |  | PY00000 | -33.7735 | 151.1854 | 15 | CS | 1 | Preformed Joint Bay
2169 | 81742 |  | PY00000 | -33.7731 | 151.1812 | 15 | CS | 2 | Joint Bay
2170 | 81741 |  | PY00000 | -33.773 | 151.1815 | 15 | CS | 2 | Joint Bay
2171 | 81746 |  | PY00000 | -33.7739 | 151.1813 | 15 | CS | 2 | Joint Bay
2172 | 81744 |  | PY00000 | -33.7737 | 151.1812 | 15 | CS | 2 | Joint Bay
2173 | 966151 |  | PY00000 | -33.7743 | 151.182 | 15 | CS | 2 | Joint Bay
2174 | 81743 |  | PY00000 | -33.7734 | 151.1809 | 15 | CS | 2 | Joint Bay
2175 | 104651083 |  | PY00000 | -33.7754 | 151.1823 | 15 | CS | 2 | Joint Bay
2176 | 966150 |  | PY00000 | -33.778 | 151.1809 | 15 | CS | 2 | Joint Bay
2177 | 81752 |  | PY00000 | -33.7748 | 151.1867 | 15 | CS | 2 | Joint Bay
2178 | 81754 |  | PY00000 | -33.7769 | 151.1853 | 15 | CS | 2 | Joint Bay
2179 | 81757 |  | PY00000 | -33.778 | 151.1859 | 15 | CS | 2 | Joint Bay
2180 | 81760 |  | PY00000 | -33.7786 | 151.1851 | 15 | CS | 2 | Joint Bay
2181 | 110499132 |  | PY00OIL | -33.7791 | 151.1855 | 1 | CS | 1 | Standard
2182 | 105175639 |  | PY00000 | -33.7795 | 151.1862 | 15 | CS | 1 | Preformed Joint Bay
2183 | 102707946 |  | PY00000 | -33.7816 | 151.1869 | 15 | CS | 2 | Joint Bay
2184 | 81763 |  | PY00000 | -33.7824 | 151.1862 | 15 | CS | 2 | Joint Bay
2185 | 81764 |  | PY00000 | -33.7825 | 151.185 | 15 | CS | 2 | Joint Bay
2186 | 81765 |  | PY00000 | -33.7826 | 151.1848 | 15 | CS | 2 | Joint Bay
2187 | 2099790 |  | PY00000 | -33.7834 | 151.187 | 1 | CS | 1 | Standard
2188 | 81768 |  | PY00000 | -33.7834 | 151.1869 | 15 | CS | 2 | Joint Bay
2189 | 2099791 |  | PY00000 | -33.7833 | 151.1869 | 1 | CS | 1 | Standard
2190 | 966155 |  | PY00000 | -33.7846 | 151.1858 | 15 | CS | 2 | Joint Bay
2191 | 1640313 |  | FF00000 | -33.7606 | 151.268 | 2 | CS | 1 | Comms
2192 | 1640314 |  | FF00000 | -33.7611 | 151.2683 | 2 | CS | 1 | Comms
2193 | 1640316 |  | FF00000 | -33.759 | 151.2668 | 2 | CS | 1 | Comms
2194 | 1648901 |  | FF005/6 | -33.759 | 151.2668 | 1 | CS | 2 | Standard
2195 | 1640312 |  | FF006/7 | -33.7617 | 151.2687 | 1 | CS | 2 | Standard
2196 | 1670373 |  | FF00000 | -33.7624 | 151.2741 | 15 | CS | 2 | Joint Bay
2197 | 1739070 |  | FF00000 | -33.7624 | 151.2741 | 2 | CS | 1 | Comms
2198 | 2310200 |  | FFunset | -33.7803 | 151.2705 | 2 | CS | 1 | Comms
2199 | 2310201 |  | FFunset | -33.7805 | 151.2705 | 2 | CS | 1 | Comms
2200 | 2310202 |  | FF00000 | -33.7807 | 151.2705 | 15 | CS | 2 | Joint Bay
2201 | 2310204 |  | FF00000 | -33.7806 | 151.2705 | 1 | CS | 1 | Sheath Pit
2202 | 1447100 |  | FF00000 | -33.7808 | 151.2705 | 15 | CS | 2 | Joint Bay
2203 | 2245781 |  | FF00000 | -33.7835 | 151.2709 | 1 | CS | 2 | Standard
2204 | 2245782 |  | FF00000 | -33.7836 | 151.2709 | 2 | CS | 1 | Comms
2205 | 2245785 |  | FF00000 | -33.7852 | 151.2705 | 1 | CS | 1 | Sheath Pit
2206 | 2245784 |  | FF00000 | -33.7852 | 151.2705 | 15 | CS | 2 | Joint Bay
2207 | 2245783 |  | FF00000 | -33.7854 | 151.2705 | 15 | CS | 2 | Joint Bay
2208 | 81771 |  | FF00000 | -33.7863 | 151.2835 | 15 | CS | 2 | Joint Bay
2209 | 81776 |  | MO00000 | -33.7888 | 151.2797 | 15 | CS | 2 | Joint Bay
2210 | 81775 |  | MO00000 | -33.7882 | 151.2865 | 15 | CS | 2 | Joint Bay
2211 | 81778 |  | MO00000 | -33.7905 | 151.2864 | 15 | CS | 2 | Joint Bay
2212 | 1069212 |  | MO00000 | -33.7907 | 151.2859 | 15 | CS | 2 | Joint Bay
2213 | 81783 |  | MO00000 | -33.7914 | 151.2871 | 15 | CS | 2 | Joint Bay
2214 | 1069211 |  | MO00000 | -33.7928 | 151.2863 | 15 | CS | 2 | Joint Bay
2215 | 81787 |  | MO00000 | -33.7938 | 151.2848 | 15 | CS | 2 | Joint Bay
2216 | 81786 |  | MO00000 | -33.7937 | 151.2863 | 15 | CS | 2 | Joint Bay
2217 | 81794 |  | MO00000 | -33.7956 | 151.2845 | 15 | CS | 2 | Joint Bay
2218 | 81797 |  | MO00000 | -33.7966 | 151.2845 | 15 | CS | 2 | Joint Bay
2219 | 2245777 |  | MO00000 | -33.7891 | 151.2677 | 1 | CS | 2 | Standard
2220 | 81773 |  | MO00000 | -33.7871 | 151.288 | 15 | CS | 2 | Joint Bay
2221 | 81795 |  | MO00000 | -33.796 | 151.2878 | 15 | CS | 1 | Joint Bay
2222 | 81801 |  | MO00000 | -33.7995 | 151.2882 | 15 | CS | 2 | Joint Bay
2223 | 81805 |  | MO00000 | -33.8028 | 151.2896 | 15 | CS | 2 | Joint Bay
2224 | 81804 |  | MO00000 | -33.8028 | 151.2898 | 15 | CS | 2 | Joint Bay
2225 | 81802 |  | MO00000 | -33.8005 | 151.287 | 15 | CS | 2 | Joint Bay
2226 | 81814 |  | NH00000 | -33.805 | 151.2933 | 15 | CS | 2 | Joint Bay
2227 | 81818 |  | NH00000 | -33.8052 | 151.2932 | 15 | CS | 2 | Joint Bay
2228 | 81821 |  | NH00000 | -33.8061 | 151.298 | 15 | CS | 2 | Joint Bay
2229 | 81820 |  | NH00000 | -33.8061 | 151.2981 | 15 | CS | 2 | Joint Bay
2230 | 81770 |  | PY00000 | -33.7864 | 151.1863 | 15 | CS | 3 | Joint Bay
2231 | 81772 |  | PY00000 | -33.7867 | 151.1864 | 15 | CS | 1 | Joint Bay
2232 | 101907509 |  | GL00000 | -33.7876 | 151.1894 | 15 | CS | 2 | Joint Bay
2233 | 81774 |  | GL00000 | -33.7874 | 151.1894 | 15 | CS | 1 | Joint Bay
2234 | 85157604 |  | GL00000 | -33.7909 | 151.1882 | 1 | CS | 3 | Standard
2235 | 85157586 |  | GL00000 | -33.7909 | 151.1883 | 1 | CS | 1 | Sheath Pit
2236 | 85157550 |  | GL00000 | -33.7909 | 151.1883 | 1 | CS | 1 | Standard
2237 | 85157568 |  | GL00000 | -33.7909 | 151.1883 | 1 | CS | 1 | Sheath Pit
2238 | 83903786 |  | GL00000 | -33.7911 | 151.1883 | 1 | CS | 2 | Standard
2239 | 966156 |  | GL00000 | -33.7923 | 151.1887 | 15 | CS | 1 | Joint Bay
2240 | 81792 |  | GL00000 | -33.7949 | 151.1904 | 15 | CS | 2 | Joint Bay
2241 | 2215715 |  | FF00000 | -33.7862 | 151.1959 | 15 | CS | 2 | Joint Bay
2242 | 2232914 |  | FF00000 | -33.7862 | 151.1959 | 1 | CS | 2 | Standard
2244 | 108063721 |  | PY00000 | -33.7863 | 151.1971 | 15 | CS | 1 | Preformed Joint Bay
2245 | 81777 |  | MO00000 | -33.7892 | 151.1982 | 15 | CS | 2 | Joint Bay
2246 | 2232918 |  | MO00000 | -33.7892 | 151.1982 | 1 | CS | 2 | Standard
2247 | 2232921 |  | MO00000 | -33.7891 | 151.1983 | 1 | CS | 2 | Standard
2248 | 81785 |  | GL00000 | -33.7928 | 151.1918 | 15 | CS | 2 | Joint Bay
2249 | 101149433 |  | MO00000 | -33.7941 | 151.1927 | 15 | CS | 2 | Joint Bay
2250 | 81780 |  | MO00000 | -33.7909 | 151.1995 | 15 | CS | 2 | Joint Bay
2251 | 81782 |  | MO00000 | -33.7914 | 151.1993 | 15 | CS | 2 | Joint Bay
2252 | 81781 |  | MO00000 | -33.7909 | 151.2008 | 15 | CS | 2 | Joint Bay
2253 | 2232960 |  | MO00000 | -33.7948 | 151.2 | 1 | CS | 2 | Standard
2254 | 81790 |  | MO00000 | -33.7948 | 151.2001 | 15 | CS | 3 | Joint Bay
2255 | 2232957 |  | MO00000 | -33.7949 | 151.2001 | 1 | CS | 3 | Standard
2256 | 81800 |  | MO00000 | -33.7994 | 151.2021 | 15 | CS | 2 | Joint Bay
2257 | 81796 |  | GL00000 | -33.7966 | 151.1939 | 15 | CS | 2 | Joint Bay
2258 | 2099786 |  | GL00000 | -33.7966 | 151.1939 | 1 | CS | 2 | Standard
2259 | 2099787 |  | GL00000 | -33.7966 | 151.194 | 1 | CS | 2 | Standard
2260 | 2099788 |  | GL00000 | -33.7966 | 151.194 | 1 | CS | 3 | Standard
2261 | 2099789 |  | GL00000 | -33.7966 | 151.194 | 1 | CS | 2 | Standard
2262 | 2099784 |  | GL00000 | -33.7966 | 151.1939 | 1 | CS | 2 | Standard
2263 | 2099785 |  | GL00000 | -33.7966 | 151.1939 | 1 | CS | 2 | Standard
2264 | 2099782 |  | GL00000 | -33.7966 | 151.1939 | 1 | CS | 2 | Standard
2265 | 2099783 |  | GL00000 | -33.7966 | 151.1939 | 1 | CS | 2 | Standard
2266 | 100409449 |  | MO00000 | -33.7973 | 151.1956 | 15 | CS | 2 | Joint Bay
2267 | 81798 |  | MO00000 | -33.799 | 151.1958 | 15 | CS | 2 | Joint Bay
2268 | 101194449 |  | MO00000 | -33.8017 | 151.1964 | 15 | CS | 2 | Joint Bay
2269 | 81799 |  | GL00000 | -33.7993 | 151.192 | 15 | CS | 2 | Joint Bay
2270 | 1009091 |  | GL00000 | -33.7992 | 151.1926 | 15 | CS | 2 | Joint Bay
2271 | 81803 |  | GL00000 | -33.8028 | 151.1935 | 15 | CS | 2 | Joint Bay
2272 | 81806 |  | MO00000 | -33.8037 | 151.1963 | 15 | CS | 2 | Joint Bay
2273 | 2099779 |  | MO00000 | -33.8034 | 151.1963 | 15 | CS | 2 | Joint Bay
2274 | 81817 |  | MO00000 | -33.8053 | 151.1961 | 15 | CS | 4 | Joint Bay
2275 | 1026267 |  | GL00000 | -33.8061 | 151.1931 | 15 | CS | 2 | Joint Bay
2276 | 2232954 |  | MO00000 | -33.8038 | 151.2041 | 1 | CS | 4 | Standard
2277 | 81807 |  | MO00000 | -33.8039 | 151.2041 | 15 | CS | 2 | Joint Bay
2278 | 2232953 |  | MO00000 | -33.8039 | 151.2041 | 1 | CS | 2 | Standard
2279 | 101310138 |  | MO00000 | -33.8057 | 151.1977 | 15 | CS | 4 | Joint Bay
2280 | 81827 |  | MO00000 | -33.8075 | 151.2019 | 15 | CS | 2 | Joint Bay
2281 | 81844 |  | MO00000 | -33.8112 | 151.2014 | 15 | CS | 4 | Joint Bay
2282 | 81826 |  | GL00000 | -33.8074 | 151.1929 | 15 | CS | 2 | Joint Bay
2283 | 81825 |  | GL00000 | -33.8073 | 151.1929 | 15 | CS | 4 | Joint Bay
2284 | 101632801 |  | GL00000 | -33.8099 | 151.1948 | 15 | CS | 2 | Joint Bay
2285 | 1026268 |  | GL00000 | -33.8104 | 151.1944 | 15 | CS | 2 | Joint Bay
2286 | 81835 |  | MO00000 | -33.8098 | 151.1968 | 15 | CS | 2 | Joint Bay
2287 | 81834 |  | MO00000 | -33.8096 | 151.1968 | 15 | CS | 2 | Joint Bay
2288 | 2099778 |  | MO00000 | -33.8098 | 151.1969 | 1 | CS | 2 | Standard
2289 | 2099776 |  | MO00000 | -33.8099 | 151.1968 | 1 | CS | 2 | Standard
2290 | 2099777 |  | MO00000 | -33.8099 | 151.1969 | 1 | CS | 2 | Standard
2291 | 2099774 |  | MO00000 | -33.8099 | 151.1968 | 1 | CS | 2 | Standard
2292 | 2099775 |  | MO00000 | -33.8099 | 151.1968 | 1 | CS | 2 | Standard
2293 | 2099770 |  | MO00000 | -33.8099 | 151.1968 | 1 | CS | 2 | Standard
2294 | 2099771 |  | MO00000 | -33.8099 | 151.1968 | 1 | CS | 2 | Standard
2295 | 2099772 |  | MO00000 | -33.8099 | 151.1968 | 1 | CS | 2 | Standard
2296 | 2099773 |  | MO00000 | -33.8099 | 151.1968 | 1 | CS | 2 | Standard
2297 | 81846 |  | GL00000 | -33.8117 | 151.1938 | 15 | CS | 2 | Joint Bay
2298 | 81851 |  | GL00000 | -33.8122 | 151.1938 | 15 | CS | 2 | Joint Bay
2299 | 81896 |  | MO00000 | -33.8171 | 151.2048 | 15 | CS | 2 | Joint Bay
2300 | 81931 |  | MO00000 | -33.8225 | 151.2164 | 15 | CS | 1 | Joint Bay
2301 | 81926 |  | MO00000 | -33.8213 | 151.2119 | 15 | CS | 2 | Joint Bay
2302 | 2284411 |  | MO00000 | -33.8213 | 151.2118 | 1 | CS | 2 | Standard
2303 | 2284410 |  | MO00000 | -33.8213 | 151.212 | 1 | CS | 2 | Standard
2304 | 81924 |  | MO00000 | -33.8205 | 151.2063 | 15 | CS | 2 | Joint Bay
2305 | 81857 |  | GL00000 | -33.8128 | 151.1932 | 15 | CS | 2 | Joint Bay
2306 | 81859 |  | GL00000 | -33.8128 | 151.1931 | 15 | CS | 2 | Joint Bay
2307 | 2374582 |  | GL00000 | -33.8129 | 151.1929 | 1 | CS | 2 | Standard
2308 | 81861 |  | GL00000 | -33.8129 | 151.1929 | 15 | CS | 2 | Joint Bay
2309 | 1215202 |  | GL00000 | -33.8139 | 151.1921 | 15 | CS | 2 | Joint Bay
2310 | 81866 |  | GL00000 | -33.8139 | 151.1934 | 15 | CS | 2 | Joint Bay
2311 | 104483215 |  | GL00000 | -33.8135 | 151.1913 | 15 | CS | 4 | Joint Bay
2312 | 81893 |  | MO00000 | -33.817 | 151.1962 | 15 | CS | 4 | Joint Bay
2313 | 1743364 |  | GL00000 | -33.8176 | 151.1947 | 15 | CS | 2 | Joint Bay
2314 | 1743365 |  | Unknown Pit | -33.8177 | 151.1947 | 1 | CS | 1 | Standard
2315 | 81880 |  | GL00000 | -33.815 | 151.1902 | 15 | CS | 2 | Joint Bay
2316 | 1743366 |  | GL00000 | -33.8179 | 151.1928 | 1 | CS | 4 | Standard
2317 | 2756751 |  | LE00000 | -33.8168 | 151.1908 | 1 | CS | 1 | Sheath Pit
2318 | 2756750 |  | LE00000 | -33.8168 | 151.1908 | 1 | CS | 4 | Sheath Pit
2319 | 2718107 |  | GL00000 | -33.8168 | 151.1907 | 15 | CS | 4 | Joint Bay
2320 | 2718108 |  | GLFIBRE | -33.8169 | 151.1906 | 2 | CS | 1 | Comms
2321 | 2718109 |  | GLFIBRE | -33.8168 | 151.1906 | 2 | CS | 1 | Comms
2322 | 2232944 |  | MO00000 | -33.8142 | 151.2027 | 1 | CS | 2 | Standard
2323 | 81870 |  | MO00000 | -33.8142 | 151.2027 | 15 | CS | 2 | Joint Bay
2324 | 2232942 |  | MO00000 | -33.8142 | 151.2026 | 1 | CS | 2 | Standard
2325 | 81918 |  | MO00000 | -33.8201 | 151.1976 | 15 | CS | 2 | Joint Bay
2326 | 81933 |  | MO00000 | -33.823 | 151.1995 | 15 | CS | 3 | Joint Bay
2327 | 468056 |  | GL00000 | -33.8205 | 151.1932 | 15 | CS | 2 | Joint Bay
2328 | 2718114 |  | GL00000 | -33.8182 | 151.1964 | 15 | CS | 2 | Joint Bay
2329 | 2718111 |  | GLFIBRE | -33.8181 | 151.1964 | 2 | CS | 1 | Comms
2330 | 2718115 |  | MO00000 | -33.8183 | 151.1964 | 1 | CS | 1 | Sheath Pit
2331 | 2726695 |  | MO00000 | -33.8183 | 151.1964 | 1 | CS | 1 | Sheath Pit
2332 | 2829750 |  | GLFIBRE | -33.8183 | 151.1964 | 2 | Not CS | 0 | Comms
2333 | 468051 |  | GL00000 | -33.8222 | 151.1946 | 15 | CS | 2 | Joint Bay
2334 | 1545844 |  | GL00000 | -33.8229 | 151.1918 | 15 | CS | 2 | Joint Bay
2335 | 1494313 |  | GL00000 | -33.8229 | 151.1918 | 15 | CS | 2 | Joint Bay
2336 | 721393 |  | GL00000 | -33.8112 | 151.1834 | 15 | CS | 2 | Joint Bay
2337 | 721392 |  | GL00000 | -33.8146 | 151.1846 | 15 | CS | 2 | Joint Bay
2338 | 721395 |  | GL00000 | -33.8149 | 151.1831 | 15 | CS | 2 | Joint Bay
2339 | 2129824 |  | GL00000 | -33.8169 | 151.1849 | 15 | CS | 2 | Joint Bay
2340 | 81869 |  | GL00000 | -33.8142 | 151.1892 | 15 | CS | 2 | Joint Bay
2341 | 81885 |  | GL00000 | -33.8156 | 151.189 | 15 | CS | 2 | Joint Bay
2342 | 2056884 |  | GLFIBRE | -33.8165 | 151.187 | 2 | CS | 1 | Comms
2343 | 2056883 |  | GLFIBRE | -33.8166 | 151.1869 | 2 | Not CS | 0 | Comms
2344 | 1215203 |  | GL00000 | -33.8166 | 151.1869 | 15 | Not CS | 0 | Joint Bay
2345 | 2692342 |  | GLFIBRE | -33.817 | 151.1858 | 2 | Not CS | 0 | Comms
2346 | 906036 |  | GL00000 | -33.8174 | 151.1857 | 15 | CS | 2 | Joint Bay
2347 | 2550637 |  | GL00000 | -33.8167 | 151.1863 | 15 | CS | 2 | Joint Bay
2348 | 2692341 |  | GLFIBRE | -33.8167 | 151.1861 | 2 | CS | 1 | Comms
2349 | 2692339 |  | GL00000 | -33.8166 | 151.1863 | 1 | Not CS | 0 | Standard
2350 | 2692338 |  | GL00000 | -33.8167 | 151.1862 | 1 | Not CS | 0 | Sheath Pit
2351 | 906035 |  | GL00000 | -33.8173 | 151.1859 | 15 | CS | 2 | Joint Bay
2352 | 1545843 |  | GL00000 | -33.8206 | 151.1902 | 15 | CS | 2 | Joint Bay
2353 | 1494312 |  | GL00000 | -33.8216 | 151.1886 | 15 | CS | 1 | Joint Bay
2354 | 81908 |  | GL00000 | -33.8187 | 151.1836 | 15 | CS | 1 | Joint Bay
2355 | 81934 |  | GL00000 | -33.8232 | 151.1836 | 15 | CS | 2 | Joint Bay
2356 | 2211424 | 1003655602 | GL03689 | -33.8233 | 151.1835 | 1 | CS | 1 | Standard
2357 | 2211425 | 1003655601 | GL03690 | -33.8233 | 151.1835 | 1 | CS | 2 | Standard
2358 | 81942 |  | MO00000 | -33.8251 | 151.2204 | 15 | CS | 2 | Joint Bay
2359 | 81956 |  | MO00000 | -33.8274 | 151.2248 | 15 | CS | 2 | Joint Bay
2360 | 81946 |  | MO00000 | -33.8266 | 151.2296 | 15 | CS | 3 | Joint Bay
2361 | 81960 |  | MO00000 | -33.8281 | 151.2291 | 15 | CS | 2 | Joint Bay
2362 | 81962 |  | MO00000 | -33.8286 | 151.2254 | 15 | CS | 2 | Joint Bay
2363 | 81945 |  | MO00000 | -33.8264 | 151.2166 | 15 | CS | 2 | Joint Bay
2364 | 2494879 |  | MO00000 | -33.8264 | 151.2166 | 1 | CS | 3 | Sheath Pit
2365 | 81957 |  | MO00000 | -33.8276 | 151.2212 | 15 | CS | 3 | Joint Bay
2366 | 81963 |  | MO00000 | -33.8286 | 151.2376 | 15 | CS | 4 | Joint Bay
2367 | 81950 |  | MO00000 | -33.8267 | 151.235 | 15 | CS | 2 | Joint Bay
2368 | 81961 |  | MO00000 | -33.8284 | 151.2331 | 15 | CS | 2 | Joint Bay
2369 | 81952 |  | GL00000 | -33.8269 | 151.1871 | 15 | CS | 2 | Joint Bay
2370 | 2220030 |  | GL00000 | -33.8273 | 151.1884 | 1 | CS | 2 | Standard
2371 | 81954 |  | GL00000 | -33.8274 | 151.1885 | 15 | CS | 1 | Joint Bay
2372 | 2220032 |  | GL00000 | -33.8275 | 151.1885 | 1 | CS | 1 | Standard
2373 | 81964 |  | GL00000 | -33.829 | 151.1928 | 15 | CS | 2 | Joint Bay
2374 | 81965 |  | GL00000 | -33.8298 | 151.1905 | 15 | CS | 1 | Joint Bay
2375 | 81969 |  | GL00000 | -33.832 | 151.1927 | 15 | CS | 2 | Joint Bay
2376 | 81949 |  | GL00000 | -33.8268 | 151.1836 | 15 | CS | 2 | Joint Bay
2377 | 81937 |  | MO00000 | -33.8238 | 151.2043 | 15 | CS | 2 | Joint Bay
2378 | 2932814 |  | MO00000 | -33.8316 | 151.2057 | 15 | CS | 3 | Joint Bay
2379 | 2932815 |  | MO00000 | -33.8317 | 151.2056 | 1 | CS | 3 | Sheath Pit
2380 | 2932816 |  | MO00000 | -33.8317 | 151.2057 | 1 | CS | 4 | Sheath Pit
2381 | 2932818 |  | MOFIBRE | -33.8319 | 151.2056 | 2 | CS | 4 | Comms
2382 | 81966 |  | MO00000 | -33.8308 | 151.1975 | 15 | CS | 4 | Joint Bay
2383 | 2211428 |  | MO00000 | -33.8307 | 151.1975 | 1 | CS | 4 | Standard
2384 | 81940 |  | MO00000 | -33.8246 | 151.2078 | 15 | CS | 4 | Joint Bay
2385 | 2932812 |  | MOFIBRE | -33.8259 | 151.2069 | 2 | CS | 1 | Comms
2386 | 2932809 |  | MO00000 | -33.8256 | 151.2064 | 1 | CS | 1 | Sheath Pit
2387 | 2932810 |  | MO00000 | -33.8256 | 151.2064 | 1 | CS | 4 | Sheath Pit
2388 | 2932807 |  | MO00000 | -33.8256 | 151.2063 | 15 | CS | 2 | Joint Bay
2389 | 81944 |  | MO00000 | -33.8262 | 151.2124 | 15 | CS | 4 | Joint Bay
2390 | 2932813 |  | MOFIBRE | -33.8263 | 151.2068 | 2 | CS | 1 | Comms
2391 | 2932819 |  | MOFIBRE | -33.8321 | 151.2055 | 2 | CS | 4 | Comms
2392 | 81981 |  | MO00000 | -33.8386 | 151.2051 | 15 | CS | 4 | Joint Bay
2393 | 81987 |  | MO00000 | -33.8428 | 151.2055 | 15 | CS | 4 | Joint Bay
2394 | 81988 |  | MO00000 | -33.8429 | 151.2072 | 15 | CS | 4 | Joint Bay
2395 | 2211448 |  | MO00000 | -33.8428 | 151.2054 | 1 | CS | 2 | Standard
2396 | 2211449 | 1003655596 | MO03109 | -33.8428 | 151.2054 | 1 | CS | 3 | Standard
2397 | 2211440 |  | MO00000 | -33.8428 | 151.2054 | 1 | CS | 3 | Standard
2398 | 81973 |  | MO00000 | -33.8333 | 151.1964 | 15 | CS | 2 | Joint Bay
2399 | 81979 |  | MO00000 | -33.836 | 151.1986 | 15 | CS | 2 | Joint Bay
2400 | 2301586 |  | MO00000 | -33.8359 | 151.1986 | 1 | CS | 1 | Standard
2401 | 2301587 |  | MO00000 | -33.8361 | 151.1986 | 1 | CS | 1 | Standard
2402 | 81972 |  | MO00000 | -33.8329 | 151.2002 | 15 | CS | 1 | Joint Bay
2403 | 81976 |  | MO00000 | -33.8347 | 151.2022 | 15 | CS | 3 | Joint Bay
2404 | 1893654 | 1003655383 | MO03107 | -33.8347 | 151.2022 | 1 | CS | 1 | Standard
2405 | 81982 |  | MO00000 | -33.8395 | 151.1999 | 15 | CS | 4 | Joint Bay
2406 | 81986 |  | MO00000 | -33.8417 | 151.2029 | 15 | CS | 1 | Joint Bay
2407 | 81989 |  | MO00000 | -33.8444 | 151.2107 | 15 | CS | 2 | Joint Bay
2408 | 81990 |  | MO00000 | -33.845 | 151.2112 | 15 | CS | 1 | Joint Bay
2409 | 2211443 | 1003655384 | MO03108 | -33.845 | 151.2113 | 1 | CS | 2 | Standard
2410 | 81995 |  | MO00000 | -33.8479 | 151.2116 | 15 | CS | 1 | Joint Bay
2411 | 81996 |  | MO00000 | -33.848 | 151.2116 | 15 | CS | 2 | Joint Bay
2412 | 82008 |  | MO00000 | -33.8508 | 151.2126 | 15 | CS | 3 | Joint Bay
2413 | 2211458 |  | MOOIL0P | -33.8508 | 151.2125 | 1 | CS | 1 | Standard
2414 | 2211459 |  | MOOil0g | -33.8508 | 151.2125 | 1 | CS | 2 | Standard
2415 | 82034 |  | SY00000 | -33.8557 | 151.209 | 15 | CS | 2 | Joint Bay
2416 | 82026 |  | SY00000 | -33.8552 | 151.2103 | 15 | CS | 2 | Joint Bay
2417 | 82038 |  | SY00000 | -33.8565 | 151.209 | 15 | CS | 2 | Joint Bay
2418 | 82047 |  | SY00000 | -33.8573 | 151.2091 | 15 | CS | 2 | Joint Bay
2419 | 82053 |  | SY00000 | -33.8583 | 151.2096 | 15 | CS | 2 | Joint Bay
2420 | 82066 |  | SY00000 | -33.8605 | 151.2087 | 15 | CS | 2 | Joint Bay
2421 | 82070 |  | SY00000 | -33.8612 | 151.2086 | 15 | CS | 2 | Joint Bay
2422 | 82086 |  | SY00000 | -33.8637 | 151.2118 | 15 | CS | 2 | Joint Bay
2423 | 82088 |  | SY00000 | -33.8637 | 151.2081 | 15 | CS | 2 | Joint Bay
2424 | 82080 |  | SY00000 | -33.8633 | 151.2069 | 15 | CS | 2 | Joint Bay
2425 | 82087 |  | SY00000 | -33.8637 | 151.2085 | 15 | CS | 2 | Joint Bay
2426 | 82095 |  | SY00000 | -33.8646 | 151.2048 | 15 | CS | 2 | Joint Bay
2427 | 82127 |  | LE00000 | -33.8682 | 151.1838 | 15 | CS | 2 | Joint Bay
2428 | 1812070 |  | LE00000 | -33.8685 | 151.1811 | 15 | CS | 2 | Joint Bay
2429 | 82123 |  | LE00000 | -33.8678 | 151.1923 | 15 | CS | 2 | Joint Bay
2430 | 82118 |  | LE00000 | -33.8674 | 151.1897 | 15 | CS | 2 | Joint Bay
2431 | 1812069 |  | LE00000 | -33.8694 | 151.1878 | 15 | CS | 2 | Joint Bay
2432 | 82131 |  | LE00000 | -33.8686 | 151.1944 | 15 | CS | 2 | Joint Bay
2433 | 82140 |  | LE00000 | -33.8691 | 151.1948 | 15 | CS | 2 | Joint Bay
2434 | 2756755 |  | LE00000 | -33.8687 | 151.1944 | 1 | CS | 2 | Standard
2435 | 82163 |  | LE00000 | -33.8696 | 151.1949 | 15 | CS | 2 | Joint Bay
2436 | 82181 |  | LE00000 | -33.8704 | 151.1932 | 15 | CS | 2 | Joint Bay
2437 | 2713808 |  | LE00000 | -33.8715 | 151.1952 | 15 | CS | 2 | Joint Bay
2438 | 82195 |  | LE00000 | -33.8721 | 151.1938 | 15 | CS | 2 | Joint Bay
2439 | 82213 |  | LE00000 | -33.8737 | 151.1954 | 15 | CS | 2 | Joint Bay
2440 | 82217 |  | LE00000 | -33.8738 | 151.1934 | 15 | CS | 2 | Joint Bay
2441 | 82138 |  | LE00000 | -33.869 | 151.1803 | 15 | CS | 2 | Joint Bay
2442 | 468048 |  | LE00000 | -33.8688 | 151.1728 | 15 | CS | 2 | Joint Bay
2443 | 82122 |  | LE00000 | -33.8678 | 151.1689 | 15 | CS | 2 | Joint Bay
2444 | 82133 |  | LE00000 | -33.8687 | 151.1695 | 15 | CS | 2 | Joint Bay
2445 | 82129 |  | LE00000 | -33.8684 | 151.168 | 15 | CS | 2 | Joint Bay
2446 | 82130 |  | LE00000 | -33.8687 | 151.1774 | 15 | CS | 2 | Joint Bay
2447 | 74487616 |  | LE00000 | -33.8695 | 151.177 | 15 | CS | 2 | Joint Bay
2448 | 1855020 |  | LE00000 | -33.8698 | 151.177 | 15 | CS | 2 | Joint Bay
2449 | 1919421 |  | LEFIBRE | -33.8698 | 151.177 | 2 | Not CS | 0 | Comms
2450 | 1919422 |  | LEFIBRE | -33.8698 | 151.1769 | 2 | Not CS | 0 | Comms
2451 | 1215204 |  | LE00000 | -33.869 | 151.1777 | 15 | CS | 2 | Joint Bay
2452 | 82158 |  | LE00000 | -33.8695 | 151.1783 | 15 | CS | 2 | Joint Bay
2453 | 82206 |  | LE00000 | -33.8731 | 151.1747 | 15 | CS | 2 | Joint Bay
2454 | 82142 |  | LE00000 | -33.8693 | 151.1696 | 15 | CS | 2 | Joint Bay
2455 | 82149 |  | LE00000 | -33.8694 | 151.1731 | 15 | CS | 2 | Joint Bay
2456 | 82148 |  | LE00000 | -33.8694 | 151.1731 | 15 | CS | 2 | Joint Bay
2457 | 82188 |  | LE00000 | -33.8712 | 151.172 | 15 | CS | 2 | Joint Bay
2458 | 82194 |  | LE00000 | -33.872 | 151.1727 | 15 | CS | 2 | Joint Bay
2459 | 468047 |  | LE00000 | -33.8722 | 151.1682 | 15 | CS | 2 | Joint Bay
2460 | 82106 |  | SY00000 | -33.8663 | 151.2125 | 15 | CS | 2 | Joint Bay
2461 | 82172 |  | SY00000 | -33.8701 | 151.2119 | 15 | CS | 2 | Joint Bay
2462 | 82205 |  | SY00000 | -33.873 | 151.2115 | 15 | CS | 2 | Joint Bay
2463 | 82115 |  | SY00000 | -33.8669 | 151.2051 | 15 | CS | 2 | Joint Bay
2464 | 82170 |  | SY00000 | -33.8699 | 151.2054 | 15 | CS | 2 | Joint Bay
2465 | 82197 |  | SY00000 | -33.8725 | 151.2057 | 15 | CS | 2 | Joint Bay
2466 | 867391 |  | SY00000 | -33.8718 | 151.203 | 15 | CS | 3 | Joint Bay
2467 | 2211411 |  | SY00000 | -33.8733 | 151.2029 | 1 | CS | 1 | Sheath Pit
2468 | 82198 |  | LE00000 | -33.8726 | 151.1957 | 15 | CS | 2 | Joint Bay
2469 | 82243 |  | SY00000 | -33.8761 | 151.1977 | 15 | CS | 2 | Joint Bay
2470 | 2705226 |  | LE00000 | -33.8758 | 151.1948 | 15 | CS | 2 | Joint Bay
2471 | 82257 |  | LE00000 | -33.8777 | 151.195 | 15 | CS | 2 | Joint Bay
2472 | 82237 |  | SY00000 | -33.875 | 151.208 | 15 | CS | 2 | Joint Bay
2473 | 82225 |  | SY00000 | -33.8743 | 151.2057 | 15 | CS | 2 | Joint Bay
2474 | 82253 |  | SY00000 | -33.8775 | 151.2076 | 15 | CS | 2 | Joint Bay
2475 | 82272 |  | SY00000 | -33.8795 | 151.2078 | 15 | CS | 2 | Joint Bay
2476 | 82873363 |  | SY00000 | -33.8817 | 151.2023 | 15 | CS | 2 | Joint Bay
2477 | 82267 |  | SY00000 | -33.8791 | 151.197 | 15 | CS | 2 | Joint Bay
2478 | 82288 |  | SY00000 | -33.8826 | 151.1977 | 15 | CS | 2 | Joint Bay
2479 | 82289 |  | SY00000 | -33.8827 | 151.1979 | 15 | CS | 2 | Joint Bay
2480 | 545343 |  | SY11/12 | -33.8833 | 151.1981 | 1 | CS | 1 | Standard
2481 | 545345 |  | SY9/10B | -33.8833 | 151.1982 | 1 | CS | 1 | Standard
2482 | 545342 |  | SY00000 | -33.884 | 151.1985 | 15 | CS | 2 | Joint Bay
2483 | 545341 |  | SY00000 | -33.884 | 151.1982 | 15 | CS | 2 | Joint Bay
2484 | 2490551 | 1003655376 | SY30719 | -33.8841 | 151.1985 | 1 | CS | 2 | Standard
2485 | 2490570 | 1003655365 | SY30716 | -33.8841 | 151.1982 | 1 | CS | 2 | Standard
2486 | 118798269 |  | SY00000 | -33.8756 | 151.2112 | 15 | CS | 2 | Joint Bay
2487 | 118798287 | 1003655655 | SY30738 | -33.8756 | 151.2113 | 1 | CS | 2 | Standard
2488 | 118800808 | 1003655654 | SY30740 | -33.8756 | 151.2113 | 1 | CS | 2 | Standard
2489 | 118798251 | 1003655656 | SY30742 | -33.877 | 151.211 | 1 | CS | 2 | Standard
2490 | 118780906 | 1003655657 | SY30741 | -33.8771 | 151.211 | 1 | CS | 2 | Standard
2491 | 118780898 |  | SY00000 | -33.8772 | 151.211 | 15 | CS | 2 | Joint Bay
2492 | 82293 |  | SY00000 | -33.8838 | 151.2154 | 15 | CS | 2 | Joint Bay
2493 | 2649406 | 1003655379 | SY30720 | -33.8838 | 151.2153 | 1 | CS | 2 | Standard
2494 | 2649405 | 1003655382 | SY30723 | -33.8838 | 151.2155 | 1 | CS | 2 | Standard
2495 | 2649407 | 1003655381 | SY30722 | -33.8838 | 151.2154 | 1 | CS | 2 | Standard
2496 | 82277 |  | SY00000 | -33.88 | 151.2109 | 15 | CS | 2 | Joint Bay
2497 | 82281 |  | SY00000 | -33.8802 | 151.2101 | 15 | CS | 2 | Joint Bay
2498 | 2310172 | 1003655540 | SY30734 | -33.881 | 151.2117 | 1 | CS | 2 | Standard
2499 | 82284 |  | SY00000 | -33.8811 | 151.2117 | 15 | CS | 2 | Joint Bay
2500 | 2310175 | 1003655542 | SY30735 | -33.8811 | 151.2117 | 1 | CS | 2 | Standard
2501 | 95343752 |  | SY00000 | -33.8824 | 151.2119 | 1 | CS | 2 | Standard
2502 | 81668807 |  | SY00000 | -33.8825 | 151.2118 | 9 | CS | 2 | Vault
2503 | 86854643 |  | SY00000 | -33.8825 | 151.2118 | 1 | Not CS | 0 | Sheath Pit
2504 | 2881283 |  | SY00000 | -33.8825 | 151.2118 | 15 | CS | 2 | Joint Bay
2505 | 93270958 |  | SY11/12 | -33.883 | 151.2133 | 9 | CS | 1 | Vault
2506 | 94773191 |  | SY00000 | -33.883 | 151.2134 | 1 | Not CS | 0 | Sheath Pit
2507 | 94773213 |  | SY00000 | -33.8829 | 151.2134 | 1 | Not CS | 0 | Sheath Pit
2508 | 96462402 |  | SY00000 | -33.883 | 151.2134 | 1 | Not CS | 0 | Sheath Pit
2509 | 96462485 |  | SY00000 | -33.8829 | 151.2134 | 1 | Not CS | 0 | Sheath Pit
2510 | 94773235 |  | SY00000 | -33.8829 | 151.2134 | 1 | Not CS | 0 | Sheath Pit
2511 | 96471060 |  | SY00000 | -33.8829 | 151.2134 | 1 | CS | 2 | Sheath Pit
2512 | 94773175 |  | SY00000 | -33.883 | 151.2133 | 1 | Not CS | 0 | Sheath Pit
2513 | 94773147 |  | SY00000 | -33.883 | 151.2133 | 1 | Not CS | 0 | Sheath Pit
2514 | 96445254 |  | SY00000 | -33.883 | 151.2133 | 1 | Not CS | 0 | Sheath Pit
2515 | 96445283 |  | SY00000 | -33.883 | 151.2133 | 1 | Not CS | 0 | Sheath Pit
2516 | 94761340 |  | SY00000 | -33.8831 | 151.2133 | 1 | Not CS | 0 | Sheath Pit
2517 | 96424570 |  | SY00000 | -33.8831 | 151.2133 | 1 | Not CS | 0 | Sheath Pit
2518 | 2705222 |  | SY00000 | -33.8826 | 151.2119 | 15 | CS | 2 | Joint Bay
2519 | 82290 |  | SY00000 | -33.883 | 151.2095 | 15 | CS | 2 | Joint Bay
2520 | 82297 |  | SY00000 | -33.8848 | 151.2092 | 15 | CS | 2 | Joint Bay
2521 | 295328439 |  | SY00000 | -33.8867 | 151.2119 | 15 | CS | 2 | Joint Bay
2522 | 295328441 |  | SY00000 | -33.8867 | 151.2119 | 1 | Not CS | 0 | Standard
2523 | 295328438 |  | SY00000 | -33.8884 | 151.2117 | 15 | CS | 2 | Joint Bay
2524 | 82308 |  | SY00000 | -33.8868 | 151.208 | 15 | CS | 2 | Joint Bay
2525 | 2718125 | 1003655538 | SY30732 | -33.8867 | 151.2081 | 1 | CS | 2 | Standard
2526 | 2718126 | 1003655539 | SY30733 | -33.8867 | 151.2081 | 1 | CS | 2 | Standard
2527 | 82303 |  | SY00000 | -33.8861 | 151.2176 | 15 | CS | 2 | Joint Bay
2528 | 73967563 |  | SYFIBRE | -33.8871 | 151.2199 | 2 | #REF! | #REF! | Comms
2529 | 73967545 |  | SYFIBRE | -33.8872 | 151.2199 | 2 | CS | 1 | Comms
2530 | 2494852 |  | SY00000 | -33.8873 | 151.2201 | 15 | CS | 2 | Joint Bay
2531 | 2932806 |  | SY00000 | -33.8873 | 151.2201 | 1 | CS | 1 | Sheath Pit
2532 | 2932805 |  | SY00000 | -33.8873 | 151.2201 | 1 | CS | 1 | Sheath Pit
2533 | 82311 |  | SY00000 | -33.8869 | 151.2212 | 15 | CS | 2 | Joint Bay
2534 | 82310 |  | SY00000 | -33.8869 | 151.1971 | 15 | CS | 2 | Joint Bay
2535 | 82306 |  | SY00000 | -33.8866 | 151.1987 | 15 | CS | 2 | Joint Bay
2536 | 82344 |  | SY00000 | -33.8928 | 151.2043 | 15 | CS | 2 | Joint Bay
2537 | 2718130 | 1003655535 | SY30731 | -33.8928 | 151.2044 | 1 | CS | 2 | Standard
2538 | 2718132 | 1003655536 | SY30730 | -33.8928 | 151.2042 | 1 | CS | 2 | Standard
2539 | 82329 |  | SY00000 | -33.8906 | 151.2068 | 15 | CS | 2 | Joint Bay
2540 | 82350 |  | SY00000 | -33.895 | 151.2017 | 15 | CS | 2 | Joint Bay
2541 | 82336 |  | SY00000 | -33.8917 | 151.1961 | 15 | CS | 2 | Joint Bay
2542 | 82328 |  | SY00000 | -33.8903 | 151.1996 | 15 | CS | 2 | Joint Bay
2543 | 82349 |  | SY00000 | -33.8936 | 151.2004 | 15 | CS | 1 | Joint Bay
2544 | 2490565 | 1003655305 | SY30711 | -33.8935 | 151.2004 | 1 | CS | 2 | Standard
2545 | 2490564 | 1003655306 | SY30712 | -33.8937 | 151.2003 | 1 | CS | 2 | Standard
2546 | 2490554 | 1003655375 | SY30718 | -33.8963 | 151.1973 | 1 | CS | 2 | Standard
2547 | 82235 |  | LE00000 | -33.8749 | 151.175 | 15 | CS | 2 | Joint Bay
2548 | 82240 |  | LE00000 | -33.8757 | 151.1784 | 15 | CS | 2 | Joint Bay
2549 | 82251 |  | LE00000 | -33.8773 | 151.1799 | 15 | CS | 2 | Joint Bay
2550 | 82258 |  | LE00000 | -33.8778 | 151.1815 | 15 | CS | 2 | Joint Bay
2551 | 82245 |  | LE00000 | -33.8764 | 151.1762 | 15 | CS | 2 | Joint Bay
2552 | 2627931 |  | LE00000 | -33.8842 | 151.1816 | 15 | CS | 2 | Joint Bay
2553 | 2756748 |  | LE00000 | -33.8853 | 151.177 | 15 | CS | 2 | Joint Bay
2554 | 2756749 |  | LEFIBRE | -33.8853 | 151.177 | 2 | CS | 1 | Comms
2555 | 82256 |  | LE00000 | -33.8777 | 151.1864 | 15 | CS | 2 | Joint Bay
2556 | 82252 |  | LE00000 | -33.8773 | 151.188 | 15 | CS | 2 | Joint Bay
2557 | 82254 |  | LE00000 | -33.8775 | 151.1848 | 15 | CS | 2 | Joint Bay
2558 | 82263 |  | LE00000 | -33.8785 | 151.1831 | 15 | CS | 2 | Joint Bay
2559 | 82238 |  | LE00000 | -33.8753 | 151.1917 | 15 | CS | 2 | Joint Bay
2560 | 2507724 |  | LE00000 | -33.8769 | 151.1918 | 15 | CS | 2 | Joint Bay
2561 | 82246 |  | LE00000 | -33.8763 | 151.1901 | 15 | CS | 2 | Joint Bay
2562 | 2705220 |  | LE00000 | -33.879 | 151.1909 | 15 | CS | 2 | Joint Bay
2563 | 2550660 |  | LE00000 | -33.8816 | 151.1863 | 15 | CS | 2 | Joint Bay
2564 | 433698 |  | SY00000 | -33.865 | 151.2246 | 15 | CS | 2 | Joint Bay
2565 | 433697 |  | SY00000 | -33.8665 | 151.2266 | 15 | CS | 2 | Joint Bay
2566 | 429409 |  | SY00000 | -33.8782 | 151.271 | 15 | CS | 2 | Joint Bay
2567 | 429408 |  | SY00000 | -33.8798 | 151.2705 | 15 | CS | 4 | Joint Bay
2568 | 2876980 |  | SY00000 | -33.8832 | 151.2696 | 1 | CS | 4 | Sheath Pit
2569 | 2876981 |  | SY00000 | -33.8832 | 151.2697 | 1 | CS | 1 | Sheath Pit
2570 | 2718120 |  | SY00000 | -33.8832 | 151.2697 | 15 | CS | 2 | Joint Bay
2571 | 2718119 |  | SYFIBRE | -33.885 | 151.2699 | 2 | CS | 4 | Comms
2572 | 2718118 |  | SYFIBRE | -33.8851 | 151.27 | 2 | CS | 1 | Comms
2573 | 2520624 |  | SY00000 | -33.8877 | 151.2674 | 15 | CS | 1 | Joint Bay
2574 | 2829749 |  | SY00000 | -33.8876 | 151.2675 | 1 | CS | 4 | Sheath Pit
2575 | 2829748 |  | SY00000 | -33.8876 | 151.2674 | 1 | CS | 1 | Sheath Pit
2576 | 429405 |  | SY00000 | -33.8869 | 151.2668 | 15 | CS | 2 | Joint Bay
2577 | 2718121 |  | SYFIBRE | -33.8906 | 151.2648 | 2 | CS | 4 | Comms
2578 | 2718122 |  | SYFIBRE | -33.8907 | 151.2648 | 2 | CS | 1 | Comms
2579 | 429404 |  | SY00000 | -33.8901 | 151.2635 | 15 | CS | 2 | Joint Bay
2580 | 2679456 |  | SY00000 | -33.8934 | 151.2641 | 15 | CS | 1 | Joint Bay
2581 | 2829746 |  | SY00000 | -33.8934 | 151.2641 | 1 | CS | 4 | Sheath Pit
2582 | 2829747 |  | SY00000 | -33.8934 | 151.2641 | 1 | CS | 1 | Sheath Pit
2583 | 429402 |  | SY00000 | -33.8915 | 151.2615 | 15 | CS | 1 | Joint Bay
2584 | 429410 |  | SY00000 | -33.8919 | 151.2614 | 15 | CS | 4 | Joint Bay
2585 | 2752459 |  | SYFIBRE | -33.8933 | 151.2599 | 2 | CS | 1 | Comms
2586 | 2752458 |  | SYFIBRE | -33.8932 | 151.2598 | 2 | CS | 1 | Comms
2587 | 2752460 |  | SYFIBRE | -33.8934 | 151.2598 | 2 | CS | 1 | Comms
2588 | 82302 |  | SY00000 | -33.8859 | 151.2465 | 15 | CS | 4 | Joint Bay
2589 | 82320 |  | SY00000 | -33.8892 | 151.2469 | 15 | CS | 2 | Joint Bay
2590 | 82331 |  | SY00000 | -33.891 | 151.2468 | 15 | CS | 2 | Joint Bay
2591 | 2816865 |  | SYFIBRE | -33.894 | 151.2512 | 2 | CS | 1 | Comms
2592 | 2816864 |  | SYFIBRE | -33.8941 | 151.2514 | 2 | CS | 1 | Comms
2593 | 82348 |  | SY00000 | -33.8931 | 151.2472 | 15 | CS | 2 | Joint Bay
2594 | 2752464 |  | SY00000 | -33.8931 | 151.2451 | 15 | CS | 1 | Joint Bay
2595 | 2752467 |  | SYFIBRE | -33.8931 | 151.2449 | 2 | CS | 1 | Comms
2596 | 2752465 |  | SY00000 | -33.8932 | 151.2451 | 1 | CS | 1 | Sheath Pit
2597 | 2752466 |  | SY00000 | -33.8932 | 151.2452 | 1 | CS | 1 | Sheath Pit
2598 | 2752469 |  | SYFIBRE | -33.8933 | 151.2448 | 2 | CS | 1 | Comms
2599 | 2649400 | 1003655834 | SY30745 | -33.8888 | 151.2352 | 1 | CS | 2 | Standard
2600 | 2649401 | 1003655380 | SY30721 | -33.8888 | 151.235 | 1 | CS | 2 | Standard
2601 | 82317 |  | SY00000 | -33.8888 | 151.2351 | 15 | CS | 2 | Joint Bay
2602 | 2649404 | 1003655835 | SY30744 | -33.8888 | 151.2351 | 1 | CS | 4 | Standard
2603 | 82314 |  | SY00000 | -33.8877 | 151.2406 | 15 | CS | 4 | Joint Bay
2604 | 2752470 |  | SYFIBRE | -33.8893 | 151.2232 | 2 | CS | 1 | Comms
2605 | 82294 |  | SY00000 | -33.8843 | 151.2259 | 15 | Not CS | 0 | Joint Bay
2606 | 82327 |  | SY00000 | -33.89 | 151.231 | 15 | CS | 2 | Joint Bay
2607 | 2808276 |  | SY00000 | -33.8942 | 151.2309 | 1 | CS | 1 | Sheath Pit
2608 | 2507720 |  | SY00000 | -33.8942 | 151.2309 | 15 | CS | 2 | Joint Bay
2609 | 2808277 |  | SY00000 | -33.8942 | 151.2309 | 1 | CS | 1 | Sheath Pit
2610 | 2507722 |  | SYFIBRE | -33.8945 | 151.2308 | 2 | CS | 1 | Comms
2611 | 2507723 |  | SYFIBRE | -33.8946 | 151.2308 | 2 | CS | 1 | Comms
2612 | 2752471 |  | SYFIBRE | -33.8895 | 151.2232 | 2 | CS | 1 | Comms
2613 | 2748170 |  | SY00000 | -33.894 | 151.2238 | 15 | CS | 2 | Joint Bay
2614 | 2748171 |  | SY00000 | -33.8941 | 151.2238 | 1 | CS | 1 | Sheath Pit
2615 | 2748172 |  | SY00000 | -33.8941 | 151.2238 | 1 | CS | 1 | Sheath Pit
2616 | 2932802 |  | SYFIBRE | -33.8964 | 151.2256 | 2 | CS | 2 | Comms
2617 | 2932803 |  | SYFIBRE | -33.897 | 151.2272 | 2 | CS | 1 | Comms
2618 | 2752461 |  | SY00000 | -33.8954 | 151.24 | 1 | CS | 1 | Sheath Pit
2619 | 2752463 |  | SY00000 | -33.8954 | 151.24 | 1 | CS | 1 | Sheath Pit
2620 | 2481952 |  | SY00000 | -33.8954 | 151.24 | 15 | CS | 2 | Joint Bay
2621 | 2700938 |  | SYFIBRE | -33.8948 | 151.2412 | 2 | CS | 1 | Comms
2622 | 2700939 |  | SYFIBRE | -33.8949 | 151.2414 | 2 | CS | 1 | Comms
2623 | 82364 |  | SY00000 | -33.8982 | 151.2461 | 15 | CS | 2 | Joint Bay
2624 | 1103570 |  | SY00000 | -33.9069 | 151.2362 | 15 | CS | 2 | Joint Bay
2625 | 82395 |  | SY00000 | -33.9035 | 151.2471 | 15 | CS | 2 | Joint Bay
2626 | 82419 |  | SY00000 | -33.9069 | 151.2469 | 15 | CS | 2 | Joint Bay
2627 | 82432 |  | SY00000 | -33.9078 | 151.2439 | 15 | CS | 2 | Joint Bay
2628 | 82434 |  | SY00000 | -33.908 | 151.2442 | 15 | CS | 2 | Joint Bay
2629 | 2481982 |  | SY00000 | -33.9074 | 151.2415 | 15 | CS | 2 | Joint Bay
2630 | 2481984 |  | SY00000 | -33.9089 | 151.2449 | 15 | CS | 1 | Joint Bay
2631 | 82402 |  | SY00000 | -33.9046 | 151.222 | 15 | CS | 2 | Joint Bay
2632 | 82403 |  | SY00000 | -33.9046 | 151.2251 | 15 | CS | 1 | Joint Bay
2633 | 82412 |  | SY00000 | -33.9062 | 151.2305 | 15 | CS | 2 | Joint Bay
2634 | 2580708 |  | SY00000 | -33.8948 | 151.252 | 15 | CS | 4 | Joint Bay
2635 | 2803984 |  | SY00000 | -33.8947 | 151.252 | 1 | CS | 1 | Sheath Pit
2636 | 2803983 |  | SY00000 | -33.8947 | 151.2521 | 1 | CS | 1 | Sheath Pit
2637 | 2602164 |  | SY00000 | -33.8952 | 151.2593 | 15 | CS | 4 | Joint Bay
2638 | 2640810 |  | SY00000 | -33.8952 | 151.2594 | 1 | CS | 1 | Sheath Pit
2639 | 2640811 |  | SY00000 | -33.8952 | 151.2594 | 1 | CS | 1 | Sheath Pit
2640 | 89762225 |  | SYFIBRE | -33.8957 | 151.2555 | 1 | CS | 2 | Standard
2641 | 89461665 |  | SYFIBRE | -33.8957 | 151.2552 | 1 | CS | 2 | Standard
2642 | 493816 |  | SY00000 | -33.9085 | 151.2481 | 15 | CS | 2 | Joint Bay
2643 | 82498 |  | MA00000 | -33.9234 | 151.2259 | 15 | CS | 2 | Joint Bay
2644 | 82497 |  | MA00000 | -33.9234 | 151.2222 | 15 | CS | 2 | Joint Bay
2645 | 82522 |  | MA00000 | -33.9312 | 151.234 | 15 | CS | 2 | Joint Bay
2646 | 82529 |  | MA00000 | -33.9342 | 151.2343 | 15 | CS | 2 | Joint Bay
2647 | 82538 |  | MA00000 | -33.9368 | 151.2355 | 15 | CS | 2 | Joint Bay
2648 | 82505 |  | MA00000 | -33.926 | 151.2276 | 15 | CS | 2 | Joint Bay
2649 | 1485724 |  | MA00000 | -33.9277 | 151.2301 | 15 | CS | 2 | Joint Bay
2650 | 82510 |  | MA00000 | -33.9276 | 151.2297 | 15 | CS | 2 | Joint Bay
2651 | 82516 |  | MA00000 | -33.9294 | 151.2318 | 15 | CS | 2 | Joint Bay
2652 | 82408 |  | LE00000 | -33.9055 | 151.1689 | 15 | CS | 2 | Joint Bay
2653 | 82376 |  | LE00000 | -33.8998 | 151.1952 | 15 | CS | 2 | Joint Bay
2654 | 82394 |  | LE00000 | -33.9034 | 151.1933 | 15 | CS | 2 | Joint Bay
2655 | 295324153 |  | LE00000 | -33.9038 | 151.1944 | 15 | CS | 2 | Joint Bay
2656 | 295324154 |  | LE00000 | -33.904 | 151.194 | 15 | CS | 2 | Joint Bay
2657 | 82397 |  | LE00000 | -33.9041 | 151.1938 | 15 | CS | 2 | Joint Bay
2658 | 82399 |  | LE00000 | -33.9046 | 151.1934 | 15 | CS | 2 | Joint Bay
2659 | 82426 |  | LE00000 | -33.9073 | 151.1847 | 15 | CS | 2 | Joint Bay
2660 | 2507705 |  | LE00000 | -33.9066 | 151.1829 | 1 | CS | 2 | Standard
2661 | 2507706 |  | LE00000 | -33.9066 | 151.1834 | 1 | CS | 2 | Standard
2662 | 105908660 |  | LE00000 | -33.9069 | 151.1833 | 15 | CS | 2 | Joint Bay
2663 | 2567838 |  | LE00000 | -33.907 | 151.1833 | 1 | CS | 2 | Standard
2664 | 93586486 |  | LE00000 | -33.9068 | 151.1828 | 15 | CS | 2 | Joint Bay
2665 | 2567837 |  | LE00000 | -33.9067 | 151.1828 | 15 | CS | 2 | Joint Bay
2666 | 94304185 |  | LE00000 | -33.9067 | 151.1828 | 1 | CS | 2 | Standard
2667 | 94304161 |  | LE00000 | -33.9067 | 151.1828 | 1 | CS | 2 | Standard
2668 | 94304201 |  | LE00000 | -33.9067 | 151.1828 | 1 | CS | 2 | Standard
2669 | 94304217 |  | LE00000 | -33.9067 | 151.1828 | 1 | CS | 2 | Standard
2670 | 82418 |  | LE00000 | -33.907 | 151.1877 | 15 | CS | 2 | Joint Bay
2671 | 295345614 |  | LE00000 | -33.9084 | 151.1889 | 15 | CS | 2 | Joint Bay
2672 | 74180152 |  | LE00000 | -33.9085 | 151.1889 | 15 | CS | 2 | Joint Bay
2673 | 76275766 |  | LE00000 | -33.9085 | 151.1889 | 1 | CS | 2 | Standard
2674 | 117086961 |  | LE00000 | -33.9104 | 151.19 | 1 | CS | 1 | Sheath Pit
2675 | 2490560 |  | LE00000 | -33.9067 | 151.1925 | 15 | CS | 2 | Joint Bay
2676 | 2490559 |  | LE00000 | -33.9066 | 151.1924 | 15 | CS | 2 | Joint Bay
2677 | 82424 |  | LE00000 | -33.9073 | 151.1934 | 15 | CS | 2 | Joint Bay
2678 | 82438 |  | SY00000 | -33.9096 | 151.1962 | 15 | CS | 2 | Joint Bay
2679 | 82429 |  | LE00000 | -33.9077 | 151.19 | 15 | CS | 2 | Joint Bay
2680 | 2567826 |  | LE00000 | -33.9077 | 151.1905 | 1 | CS | 2 | Standard
2681 | 2567827 |  | LE00000 | -33.9077 | 151.1905 | 1 | CS | 2 | Standard
2682 | 82430 |  | LE00000 | -33.9078 | 151.1904 | 15 | CS | 2 | Joint Bay
2683 | 82433 |  | LE00000 | -33.9081 | 151.19 | 15 | CS | 2 | Joint Bay
2684 | 2881277 |  | LE00000 | -33.9081 | 151.1901 | 1 | CS | 2 | Standard
2685 | 2881275 |  | LE00000 | -33.908 | 151.1901 | 1 | CS | 2 | Standard
2686 | 82443 |  | LE00000 | -33.9104 | 151.19 | 15 | CS | 2 | Joint Bay
2687 | 82445 |  | LE00000 | -33.9111 | 151.1895 | 15 | CS | 2 | Joint Bay
2688 | 82453 |  | LE00000 | -33.9128 | 151.1932 | 15 | CS | 2 | Joint Bay
2689 | 82455 |  | LE00000 | -33.9131 | 151.1929 | 15 | CS | 2 | Joint Bay
2690 | 2481972 | 1003655658 | LE38536 | -33.9106 | 151.1952 | 1 | CS | 2 | Standard
2691 | 82444 |  | LE00000 | -33.9107 | 151.1952 | 15 | CS | 2 | Joint Bay
2692 | 687041 |  | LE00000 | -33.9122 | 151.1938 | 15 | CS | 2 | Joint Bay
2693 | 2705221 |  | LE00000 | -33.9133 | 151.1907 | 1 | CS | 2 | Standard
2694 | 2481967 |  | LEFIBRE | -33.9142 | 151.1906 | 2 | CS | 1 | Comms
2695 | 2520587 |  | LE00000 | -33.9142 | 151.1906 | 15 | CS | 2 | Joint Bay
2696 | 2481966 |  | LEFIBRE | -33.9143 | 151.1905 | 2 | CS | 1 | Comms
2697 | 82465 |  | LE00000 | -33.915 | 151.1913 | 15 | CS | 2 | Joint Bay
2698 | 82467 |  | LE00000 | -33.9161 | 151.1903 | 15 | CS | 2 | Joint Bay
2699 | 2975742 |  | LE00000 | -33.9114 | 151.1876 | 15 | CS | 2 | Joint Bay
2700 | 76041006 |  | LE00000 | -33.9114 | 151.1876 | 1 | CS | 2 | Sheath Pit
2701 | 76075281 |  | LEDTS/F | -33.9114 | 151.1876 | 2 | CS | 1 | Comms
2702 | 86306075 |  | LE00000 | -33.9129 | 151.1886 | 15 | CS | 2 | Joint Bay
2703 | 117073803 | 1003655378 | LE38511 | -33.9129 | 151.1886 | 1 | CS | 2 | Standard
2704 | 75535889 |  | LE00000 | -33.9133 | 151.1882 | 15 | CS | 2 | Joint Bay
2705 | 89872920 | 1003655534 | LE38512 | -33.9133 | 151.1882 | 1 | CS | 2 | Standard
2706 | 89872923 | 1003655533 | LE38513 | -33.9132 | 151.1882 | 1 | CS | 2 | Standard
2707 | 82450 |  | LE00000 | -33.9122 | 151.187 | 15 | CS | 2 | Joint Bay
2708 | 2567828 |  | LE00000 | -33.9148 | 151.1871 | 15 | CS | 2 | Joint Bay
2709 | 295328472 |  | LE00000 | -33.9161 | 151.1883 | 15 | CS | 2 | Joint Bay
2710 | 295328473 | 1003655589 | LE38527 | -33.9161 | 151.1882 | 1 | CS | 1 | Sheath Pit
2711 | 295328474 | 1003655590 | LE38526 | -33.9161 | 151.1882 | 1 | CS | 2 | Standard
2712 | 96822902 | 1003655587 | LE38529 | -33.9161 | 151.1883 | 1 | CS | 1 | Sheath Pit
2713 | 96822920 | 1003655588 | LE38528 | -33.9161 | 151.1882 | 1 | CS | 2 | Standard
2714 | 110559228 |  | LE00000 | -33.9161 | 151.1882 | 1 | CS | 1 | Sheath Pit
2715 | 110559246 | 1003655592 | LE38524 | -33.9161 | 151.1882 | 1 | CS | 2 | Standard
2716 | 96753427 |  | LE00000 | -33.9161 | 151.1883 | 15 | CS | 2 | Joint Bay
2717 | 2490577 |  | LE00000 | -33.9156 | 151.1865 | 9 | CS | 2 | Vault
2718 | 91662888 |  | LE00000 | -33.916 | 151.1882 | 15 | CS | 2 | Joint Bay
2719 | 110339506 |  | LE00000 | -33.9161 | 151.1881 | 15 | CS | 2 | Joint Bay
2720 | 91662931 | 1003655584 | LE38532 | -33.9159 | 151.1881 | 1 | CS | 2 | Standard
2721 | 91662909 | 1003655583 | LE38533 | -33.9159 | 151.1881 | 1 | CS | 1 | Sheath Pit
2722 | 110339552 | 1003655593 | LE38523 | -33.916 | 151.1881 | 1 | CS | 1 | Sheath Pit
2723 | 110339533 | 1003655594 | LE38522 | -33.9161 | 151.188 | 1 | CS | 2 | Standard
2724 | 2675162 |  | LE00000 | -33.9143 | 151.1829 | 15 | CS | 2 | Joint Bay
2725 | 2902749 |  | LE00000 | -33.9143 | 151.1855 | 15 | CS | 2 | Joint Bay
2726 | 74277552 |  | LE00000 | -33.9143 | 151.1856 | 1 | CS | 1 | Sheath Pit
2727 | 74277516 |  | LEDTS/F | -33.9143 | 151.1855 | 2 | CS | 1 | Comms
2728 | 2490579 |  | KO00000 | -33.9157 | 151.1853 | 15 | CS | 2 | Joint Bay
2729 | 295324155 |  | LE00000 | -33.9157 | 151.1854 | 15 | CS | 2 | Joint Bay
2730 | 83612757 |  | LE00000 | -33.9157 | 151.1854 | 1 | CS | 2 | Standard
2731 | 83612794 |  | LE00000 | -33.9157 | 151.1854 | 1 | CS | 2 | Standard
2732 | 2726691 |  | LE00000 | -33.9164 | 151.1849 | 15 | CS | 2 | Joint Bay
2733 | 82471 |  | LE00000 | -33.9162 | 151.1854 | 15 | CS | 2 | Joint Bay
2734 | 82427 |  | LE00000 | -33.9076 | 151.1755 | 15 | CS | 2 | Joint Bay
2735 | 82414 |  | LE00000 | -33.9065 | 151.1732 | 15 | CS | 2 | Joint Bay
2736 | 2494866 |  | KO00000 | -33.9085 | 151.172 | 15 | CS | 2 | Joint Bay
2737 | 82421 |  | LE00000 | -33.9072 | 151.1796 | 15 | CS | 2 | Joint Bay
2738 | 2494868 |  | LE00000 | -33.9103 | 151.1812 | 15 | CS | 2 | Joint Bay
2739 | 2494867 |  | KO00000 | -33.9095 | 151.1778 | 15 | CS | 2 | Joint Bay
2740 | 2606461 | 1003655636 | LE38534 | -33.9145 | 151.1736 | 1 | CS | 1 | Standard
2741 | 82464 |  | LE00000 | -33.9145 | 151.1736 | 15 | CS | 1 | Joint Bay
2742 | 2606460 | 1003655635 | LE38535 | -33.9146 | 151.1737 | 1 | CS | 2 | Standard
2743 | 82463 |  | LE00000 | -33.9142 | 151.1696 | 15 | CS | 2 | Joint Bay
2744 | 82362 |  | SY00000 | -33.8974 | 151.2005 | 15 | CS | 2 | Joint Bay
2745 | 82358 |  | SY00000 | -33.8963 | 151.1973 | 15 | CS | 2 | Joint Bay
2746 | 2490555 | 1003655374 | SY30717 | -33.8963 | 151.1973 | 1 | CS | 2 | Standard
2747 | 82378 |  | SY00000 | -33.901 | 151.2028 | 15 | CS | 2 | Joint Bay
2748 | 82381 |  | SY00000 | -33.9013 | 151.202 | 15 | CS | 2 | Joint Bay
2749 | 82383 |  | SY00000 | -33.9013 | 151.2015 | 15 | CS | 2 | Joint Bay
2750 | 2481976 |  | SY00000 | -33.9028 | 151.207 | 15 | CS | 2 | Joint Bay
2751 | 82382 |  | SY00000 | -33.9013 | 151.1978 | 15 | CS | 2 | Joint Bay
2752 | 2713814 |  | SY00000 | -33.9013 | 151.1978 | 1 | CS | 1 | Sheath Pit
2753 | 82369 |  | SY00000 | -33.8987 | 151.2006 | 15 | CS | 2 | Joint Bay
2754 | 82375 |  | SY00000 | -33.8998 | 151.1993 | 15 | CS | 2 | Joint Bay
2755 | 82388 |  | SY00000 | -33.9022 | 151.1981 | 15 | CS | 2 | Joint Bay
2756 | 82384 |  | SY00000 | -33.9016 | 151.2005 | 15 | CS | 2 | Joint Bay
2757 | 82396 |  | SY00000 | -33.9036 | 151.2008 | 15 | CS | 2 | Joint Bay
2758 | 82391 |  | SY00000 | -33.9025 | 151.1972 | 15 | CS | 2 | Joint Bay
2759 | 82390 |  | SY00000 | -33.9025 | 151.197 | 15 | CS | 2 | Joint Bay
2760 | 295349910 |  | SY00000 | -33.9026 | 151.197 | 1 | CS | 2 | Sheath Pit
2761 | 295349911 |  | SY00000 | -33.9026 | 151.1971 | 1 | CS | 1 | Sheath Pit
2762 | 2481977 |  | SY00000 | -33.9033 | 151.2102 | 15 | CS | 2 | Joint Bay
2763 | 2481979 |  | SY00000 | -33.9041 | 151.2162 | 15 | CS | 2 | Joint Bay
2764 | 82409 |  | SY00000 | -33.906 | 151.198 | 15 | CS | 2 | Joint Bay
2765 | 82489 |  | SY00000 | -33.9218 | 151.2065 | 15 | CS | 2 | Joint Bay
2766 | 82488 |  | SY00000 | -33.9216 | 151.1973 | 15 | CS | 2 | Joint Bay
2767 | 858800 |  | MA00000 | -33.9224 | 151.1976 | 15 | CS | 2 | Joint Bay
2768 | 82486 |  | SY00000 | -33.9211 | 151.2016 | 15 | CS | 2 | Joint Bay
2769 | 858801 |  | MA00000 | -33.9231 | 151.2015 | 15 | CS | 2 | Joint Bay
2770 | 82491 |  | SY00000 | -33.9219 | 151.2186 | 15 | CS | 2 | Joint Bay
2771 | 82495 |  | MA00000 | -33.9226 | 151.2116 | 15 | CS | 2 | Joint Bay
2772 | 82501 |  | MA00000 | -33.924 | 151.2156 | 15 | CS | 2 | Joint Bay
2773 | 82474 |  | LE00000 | -33.9177 | 151.1808 | 15 | CS | 2 | Joint Bay
2774 | 82478 |  | LE00000 | -33.9182 | 151.1771 | 15 | CS | 2 | Joint Bay
2775 | 1563016 |  | LE00000 | -33.9173 | 151.1872 | 15 | CS | 2 | Joint Bay
2776 | 1563017 |  | LE00000 | -33.9174 | 151.1872 | 15 | CS | 2 | Joint Bay
2777 | 82479 |  | LE00000 | -33.9183 | 151.1885 | 15 | CS | 2 | Joint Bay
2778 | 82477 |  | LE00000 | -33.9181 | 151.1859 | 15 | CS | 2 | Joint Bay
2779 | 82485 |  | LE00000 | -33.9208 | 151.1912 | 15 | CS | 2 | Joint Bay
2780 | 802979 |  | KO00000 | -33.9224 | 151.1939 | 15 | CS | 2 | Joint Bay
2781 | 82494 |  | KO00000 | -33.9225 | 151.1842 | 15 | CS | 2 | Joint Bay
2782 | 82502 |  | KO00000 | -33.9244 | 151.1874 | 15 | CS | 2 | Joint Bay
2783 | 2361706 | 1003655554 | KO19163 | -33.9243 | 151.1875 | 1 | CS | 3 | Standard
2784 | 82507 |  | KO00000 | -33.9271 | 151.1877 | 15 | CS | 2 | Joint Bay
2785 | 82523 |  | KO00000 | -33.9314 | 151.1865 | 15 | CS | 2 | Joint Bay
2786 | 82525 |  | KO00000 | -33.9327 | 151.1908 | 15 | CS | 2 | Joint Bay
2787 | 2378879 |  | KO00000 | -33.9335 | 151.1924 | 15 | CS | 2 | Joint Bay
2788 | 2378878 |  | KO00000 | -33.9338 | 151.1925 | 15 | CS | 2 | Joint Bay
2789 | 82531 |  | KO00000 | -33.9353 | 151.1933 | 15 | CS | 2 | Joint Bay
2790 | 119271817 |  | KO00000 | -33.9385 | 151.1938 | 15 | CS | 2 | Joint Bay
2791 | 295328470 | 1003655623 | KO19167 | -33.9385 | 151.1938 | 1 | CS | 2 | Standard
2792 | 295328471 | 1003655624 | KO19166 | -33.9385 | 151.1938 | 1 | CS | 1 | Sheath Pit
2793 | 2567815 | 1003655626 | KO19168 | -33.9385 | 151.1938 | 1 | CS | 2 | Standard
2794 | 82545 |  | KO00000 | -33.9386 | 151.1933 | 15 | CS | 2 | Joint Bay
2795 | 119274471 | 1003655633 | KO19170 | -33.9385 | 151.1939 | 2 | CS | 1 | Comms
2796 | 82544 |  | KO00000 | -33.9385 | 151.1939 | 15 | CS | 2 | Joint Bay
2797 | 82543 |  | KO00000 | -33.9385 | 151.194 | 15 | CS | 2 | Joint Bay
2798 | 2567816 | 1003655628 | KO19169 | -33.9385 | 151.194 | 1 | CS | 2 | Standard
2799 | 2567812 | 1003655553 | KO19162 | -33.9389 | 151.1933 | 1 | CS | 2 | Standard
2800 | 82553 |  | KO00000 | -33.9406 | 151.1956 | 15 | CS | 2 | Joint Bay
2801 | 82555 |  | KO00000 | -33.9411 | 151.1927 | 15 | CS | 2 | Joint Bay
2802 | 82566 |  | KO00000 | -33.9447 | 151.1867 | 15 | CS | 2 | Joint Bay
2803 | 82568 |  | KO00000 | -33.9449 | 151.1865 | 15 | CS | 2 | Joint Bay
2804 | 82562 |  | KO00000 | -33.9439 | 151.1907 | 15 | CS | 2 | Joint Bay
2805 | 82567 |  | KO00000 | -33.9448 | 151.1891 | 15 | CS | 2 | Joint Bay
2806 | 82583 |  | KO00000 | -33.9461 | 151.1919 | 15 | CS | 2 | Joint Bay
2807 | 82589 |  | KO00000 | -33.9479 | 151.1924 | 15 | CS | 2 | Joint Bay
2808 | 82594 |  | KO00000 | -33.9484 | 151.1923 | 15 | CS | 2 | Joint Bay
2809 | 82597 |  | KO00000 | -33.9494 | 151.1925 | 15 | CS | 2 | Joint Bay
2810 | 82600 |  | MA00000 | -33.9504 | 151.1963 | 15 | CS | 2 | Joint Bay
2811 | 82601 |  | MA00000 | -33.9504 | 151.1968 | 15 | CS | 2 | Joint Bay
2812 | 82578 |  | KO00000 | -33.9458 | 151.1735 | 15 | CS | 2 | Joint Bay
2813 | 82574 |  | KO00000 | -33.9456 | 151.1727 | 15 | CS | 2 | Joint Bay
2814 | 82575 |  | KO00000 | -33.9457 | 151.1777 | 15 | CS | 2 | Joint Bay
2815 | 82582 |  | KO00000 | -33.9461 | 151.1703 | 15 | CS | 2 | Joint Bay
2816 | 82579 |  | KO00000 | -33.9458 | 151.1733 | 15 | CS | 2 | Joint Bay
2817 | 82572 |  | KO00000 | -33.9455 | 151.1783 | 15 | CS | 2 | Joint Bay
2818 | 82573 |  | KO00000 | -33.9455 | 151.1825 | 15 | CS | 2 | Joint Bay
2819 | 82576 |  | KO00000 | -33.9457 | 151.1827 | 15 | CS | 2 | Joint Bay
2820 | 82577 |  | KO00000 | -33.9457 | 151.178 | 15 | CS | 2 | Joint Bay
2821 | 2692340 |  | KO00000 | -33.9457 | 151.1795 | 1 | CS | 1 | Unknown
2822 | 113537192 |  | KO00000 | -33.9458 | 151.1803 | 1 | CS | 1 | Preformed
2823 | 82542 |  | MA00000 | -33.9384 | 151.2023 | 15 | CS | 2 | Joint Bay
2824 | 82547 |  | MA00000 | -33.9397 | 151.2001 | 15 | CS | 2 | Joint Bay
2825 | 82557 |  | MA00000 | -33.9419 | 151.2024 | 15 | CS | 2 | Joint Bay
2826 | 2868398 |  | MA00000 | -33.9397 | 151.1995 | 15 | CS | 2 | Joint Bay
2827 | 73373969 |  | MA00000 | -33.9397 | 151.1996 | 1 | CS | 1 | Sheath Pit
2828 | 82599 |  | MA00000 | -33.9502 | 151.2133 | 15 | CS | 2 | Joint Bay
2829 | 82611 |  | MA00000 | -33.9531 | 151.2161 | 15 | CS | 2 | Joint Bay
2830 | 2404669 |  | MA00000 | -33.9531 | 151.216 | 1 | CS | 2 | Standard
2831 | 2404671 |  | MA00000 | -33.9531 | 151.216 | 1 | CS | 2 | Standard
2832 | 2868397 |  | MA00000 | -33.9428 | 151.2039 | 15 | CS | 2 | Joint Bay
2833 | 74614692 |  | MADTS/F | -33.9429 | 151.2039 | 2 | CS | 1 | Comms
2834 | 74614671 |  | MA00000 | -33.9428 | 151.204 | 1 | CS | 1 | Sheath Pit
2835 | 2962863 |  | MADTS/F | -33.9447 | 151.2056 | 2 | CS | 1 | Comms
2836 | 82563 |  | MA00000 | -33.9441 | 151.2047 | 15 | CS | 2 | Joint Bay
2837 | 82571 |  | MA00000 | -33.9454 | 151.2077 | 15 | CS | 2 | Joint Bay
2838 | 74644739 |  | MADTS/F | -33.9477 | 151.206 | 2 | CS | 1 | Comms
2839 | 74644714 |  | MA00000 | -33.9478 | 151.206 | 1 | CS | 1 | Sheath Pit
2840 | 2958566 |  | PEFIBRE | -33.9479 | 151.206 | 2 | CS | 1 | Comms
2841 | 2700941 |  | MA00000 | -33.9477 | 151.206 | 15 | CS | 2 | Joint Bay
2842 | 3014388 |  | MAFIBRE | -33.9483 | 151.2063 | 2 | CS | 1 | Comms
2843 | 82592 |  | MA00000 | -33.9483 | 151.2095 | 15 | CS | 2 | Joint Bay
2844 | 82605 |  | MA00000 | -33.952 | 151.1997 | 15 | CS | 1 | Joint Bay
2845 | 82617 |  | MA00000 | -33.9542 | 151.2026 | 15 | CS | 1 | Joint Bay
2846 | 82631 |  | MA00000 | -33.9565 | 151.2045 | 15 | CS | 2 | Joint Bay
2847 | 2821158 |  | MA005/6 | -33.9543 | 151.2055 | 15 | CS | 2 | Joint Bay
2848 | 2868400 |  | PE00000 | -33.9573 | 151.2088 | 15 | CS | 2 | Joint Bay
2849 | 82635 |  | MA00000 | -33.9587 | 151.2074 | 15 | CS | 2 | Joint Bay
2850 | 82644 |  | MA00000 | -33.96 | 151.2106 | 15 | CS | 2 | Joint Bay
2851 | 82632 |  | MA00000 | -33.9566 | 151.2186 | 15 | CS | 4 | Joint Bay
2852 | 2567817 |  | MA00000 | -33.9565 | 151.2185 | 1 | CS | 2 | Standard
2853 | 2567818 |  | MA00000 | -33.9566 | 151.2186 | 1 | CS | 2 | Standard
2854 | 360703 |  | MA00000 | -33.9569 | 151.219 | 15 | CS | 2 | Joint Bay
2855 | 2404674 |  | MA00000 | -33.9569 | 151.2189 | 1 | CS | 2 | Standard
2856 | 82642 |  | MA00000 | -33.9592 | 151.2215 | 15 | CS | 2 | Joint Bay
2857 | 82638 |  | MA00000 | -33.9591 | 151.2213 | 15 | CS | 2 | Joint Bay
2858 | 79133047 |  | MA00000 | -33.9596 | 151.2248 | 15 | CS | 2 | Joint Bay
2859 | 79133105 |  | LE00000 | -33.9596 | 151.2249 | 1 | CS | 1 | Sheath Pit
2860 | 79157001 |  | LEDTS/F | -33.9596 | 151.2248 | 2 | CS | 1 | Comms
2861 | 82647 |  | MA00000 | -33.9605 | 151.2251 | 15 | CS | 2 | Joint Bay
2862 | 3014389 |  | MAFIBRE | -33.9614 | 151.2244 | 2 | CS | 1 | Comms
2863 | 82655 |  | MA00000 | -33.9632 | 151.2199 | 15 | CS | 2 | Joint Bay
2864 | 80261431 |  | MADTS/F | -33.9585 | 151.2166 | 2 | CS | 1 | Comms
2865 | 80261464 |  | MA00000 | -33.9585 | 151.2167 | 1 | CS | 1 | Sheath Pit
2866 | 2876992 |  | MA00000 | -33.9585 | 151.2166 | 15 | CS | 2 | Joint Bay
2867 | 82648 |  | MA00000 | -33.9614 | 151.2143 | 15 | CS | 2 | Joint Bay
2868 | 1958073 |  | MA00000 | -33.9648 | 151.219 | 15 | CS | 1 | Joint Bay
2869 | 1661779 |  | MA00000 | -33.9643 | 151.2216 | 15 | CS | 2 | Joint Bay
2870 | 1988125 |  | MA00000 | -33.9647 | 151.2227 | 2 | CS | 1 | Comms
2871 | 1988124 |  | MA00000 | -33.965 | 151.2232 | 2 | CS | 1 | Comms
2872 | 82673 |  | MA00000 | -33.9661 | 151.2246 | 15 | CS | 2 | Joint Bay
2873 | 1661780 |  | MA00000 | -33.9667 | 151.2256 | 15 | CS | 2 | Joint Bay
2874 | 82554 |  | MA00000 | -33.9406 | 151.2348 | 15 | CS | 2 | Joint Bay
2875 | 82590 |  | MA00000 | -33.948 | 151.2388 | 15 | CS | 2 | Joint Bay
2876 | 82609 |  | MA00000 | -33.9522 | 151.2369 | 15 | CS | 2 | Joint Bay
2877 | 82625 |  | MA00000 | -33.9556 | 151.2335 | 15 | CS | 2 | Joint Bay
2878 | 82641 |  | MA00000 | -33.9591 | 151.2315 | 15 | CS | 2 | Joint Bay
2879 | 82657 |  | MA00000 | -33.9636 | 151.2265 | 15 | CS | 2 | Joint Bay
2880 | 77609928 |  | MA00000 | -33.9641 | 151.2283 | 15 | CS | 2 | Joint Bay
2881 | 77641442 |  | MA00000 | -33.9642 | 151.2284 | 1 | CS | 1 | Sheath Pit
2882 | 77641460 |  | MADTS/F | -33.9641 | 151.2283 | 2 | CS | 1 | Comms
2883 | 1352613 |  | MA00000 | -33.9647 | 151.2271 | 15 | Not CS | 0 | Joint Bay
2884 | 82680 |  | MA00000 | -33.967 | 151.2282 | 15 | CS | 2 | Joint Bay
2885 | 82690 |  | MA00000 | -33.9684 | 151.2284 | 15 | CS | 2 | Joint Bay
2886 | 82692 |  | MA00000 | -33.9687 | 151.2285 | 15 | CS | 2 | Joint Bay
2887 | 82662 |  | MA00000 | -33.9648 | 151.2315 | 15 | CS | 2 | Joint Bay
2888 | 74293399 |  | MAFIBRE | -33.9678 | 151.2309 | 2 | CS | 1 | Comms
2889 | 1704723 |  | MA00000 | -33.9715 | 151.2353 | 15 | CS | 2 | Joint Bay
2890 | 2220066 |  | MA00000 | -33.9715 | 151.2353 | 2 | CS | 1 | Comms
2891 | 2220067 |  | MA00000 | -33.9715 | 151.2353 | 2 | CS | 1 | Comms
2892 | 2013889 |  | MA00000 | -33.9802 | 151.2366 | 15 | CS | 2 | Joint Bay
2893 | 2344527 |  | MA00000 | -33.9802 | 151.2367 | 2 | CS | 1 | Comms
2894 | 2344526 |  | MA00000 | -33.9802 | 151.2367 | 2 | CS | 1 | Comms
2895 | 2271527 |  | MA00000 | -33.9882 | 151.2335 | 2 | CS | 1 | Comms
2896 | 2061123 |  | MA00000 | -33.9883 | 151.2333 | 1 | CS | 1 | Unknown
2897 | 2271528 |  | MA00000 | -33.9882 | 151.2334 | 2 | CS | 1 | Comms
2898 | 1704721 |  | KL00000 | -33.9883 | 151.2334 | 15 | CS | 2 | Joint Bay
2899 | 1704720 |  | KL00000 | -34.0069 | 151.2153 | 15 | CS | 2 | Joint Bay
2900 | 2061122 |  | KL00000 | -34.0069 | 151.2154 | 1 | CS | 2 | Unknown
2901 | 2348819 |  | KL00000 | -34.0069 | 151.2153 | 2 | CS | 2 | Comms
2902 | 2348818 |  | KL00000 | -34.0069 | 151.2152 | 2 | CS | 1 | Comms
2903 | 1704719 |  | KL00000 | -34.0091 | 151.2113 | 15 | CS | 2 | Joint Bay
2904 | 2013886 |  | KL00000 | -34.0091 | 151.2113 | 2 | CS | 4 | Comms
2905 | 1704718 |  | KL00000 | -34.0128 | 151.2089 | 15 | CS | 2 | Joint Bay
2906 | 2215705 |  | KL00000 | -34.0149 | 151.207 | 2 | CS | 4 | Comms
2907 | 82316 |  | RP00000 | -33.8888 | 151.0394 | 15 | CS | 1 | Joint Bay
2908 | 416548 |  | RP00000 | -33.8899 | 151.0392 | 15 | CS | 1 | Joint Bay
2909 | 82341 |  | RP00000 | -33.8924 | 151.0387 | 15 | CS | 1 | Joint Bay
2910 | 82355 |  | RP00000 | -33.8961 | 151.0379 | 15 | CS | 1 | Joint Bay
2911 | 2700937 |  | RP00000 | -33.8981 | 151.0376 | 1 | CS | 1 | Standard
2912 | 2700936 |  | RP00000 | -33.8992 | 151.0375 | 1 | CS | 1 | Standard
2913 | 82371 |  | RP00000 | -33.8992 | 151.0384 | 15 | CS | 1 | Joint Bay
2914 | 82259 |  | RP00000 | -33.8781 | 151.0755 | 15 | CS | 2 | Joint Bay
2915 | 295349908 |  | RP00000 | -33.8781 | 151.0756 | 1 | CS | 1 | Sheath Pit
2916 | 82250 |  | RP00000 | -33.8772 | 151.0694 | 15 | CS | 2 | Joint Bay
2917 | 82233 |  | RP00000 | -33.8747 | 151.0673 | 15 | CS | 2 | Joint Bay
2918 | 82234 |  | RP00000 | -33.8747 | 151.0673 | 15 | CS | 2 | Joint Bay
2919 | 82249 |  | RP00000 | -33.8771 | 151.0675 | 15 | CS | 2 | Joint Bay
2920 | 82270 |  | RP00000 | -33.8796 | 151.0683 | 15 | CS | 2 | Joint Bay
2921 | 82271 |  | RP00000 | -33.8796 | 151.0678 | 15 | CS | 2 | Joint Bay
2922 | 270526 |  | RP00000 | -33.8797 | 151.0679 | 15 | CS | 4 | Joint Bay
2923 | 82283 |  | RP00000 | -33.8808 | 151.0738 | 15 | CS | 2 | Joint Bay
2924 | 82276 |  | RP00000 | -33.8801 | 151.0692 | 15 | CS | 4 | Joint Bay
2925 | 82307 |  | RP00000 | -33.8869 | 151.0635 | 15 | CS | 4 | Joint Bay
2926 | 82309 |  | RP00000 | -33.8869 | 151.0635 | 15 | CS | 4 | Joint Bay
2927 | 2507715 | 1003655537 | RP22048 | -33.8789 | 151.0816 | 1 | CS | 2 | Standard
2928 | 82265 |  | RP00000 | -33.8789 | 151.0815 | 15 | CS | 4 | Joint Bay
2929 | 2520596 | 1003655550 | RP22049 | -33.8814 | 151.0784 | 1 | CS | 4 | Standard
2930 | 82286 |  | RP00000 | -33.8814 | 151.0783 | 15 | CS | 2 | Joint Bay
2931 | 270527 |  | RP00000 | -33.8792 | 151.0873 | 15 | CS | 2 | Joint Bay
2932 | 82313 |  | RP00000 | -33.8878 | 151.089 | 15 | CS | 2 | Joint Bay
2933 | 270525 |  | RP00000 | -33.8862 | 151.0847 | 15 | CS | 4 | Joint Bay
2934 | 82292 |  | RP00000 | -33.8838 | 151.0814 | 15 | CS | 4 | Joint Bay
2935 | 1919420 |  | RP00000 | -33.888 | 151.0416 | 15 | CS | 1 | Joint Bay
2936 | 82339 |  | RP00000 | -33.8922 | 151.056 | 15 | CS | 1 | Joint Bay
2937 | 82340 |  | RP00000 | -33.8922 | 151.056 | 15 | CS | 1 | Joint Bay
2938 | 82321 |  | RP00000 | -33.8894 | 151.0599 | 15 | CS | 1 | Joint Bay
2939 | 82367 |  | RP00000 | -33.8986 | 151.0494 | 15 | CS | 1 | Joint Bay
2940 | 82368 |  | RP00000 | -33.8986 | 151.0494 | 15 | CS | 1 | Joint Bay
2941 | 82379 |  | RP00000 | -33.9012 | 151.0488 | 15 | CS | 2 | Joint Bay
2942 | 82380 |  | RP00000 | -33.9012 | 151.0488 | 15 | CS | 1 | Joint Bay
2943 | 82385 |  | RP00000 | -33.9018 | 151.0396 | 15 | CS | 2 | Joint Bay
2944 | 82398 |  | RP00000 | -33.9044 | 151.0482 | 15 | CS | 1 | Joint Bay
2945 | 82423 |  | RP00000 | -33.9073 | 151.0476 | 15 | CS | 1 | Joint Bay
2946 | 82422 |  | RP00000 | -33.9073 | 151.0476 | 15 | CS | 2 | Joint Bay
2947 | 82425 |  | RP00000 | -33.9074 | 151.0475 | 15 | CS | 2 | Joint Bay
2948 | 82416 |  | RP00000 | -33.9069 | 151.0438 | 15 | CS | 2 | Joint Bay
2949 | 82417 |  | RP00000 | -33.9069 | 151.0442 | 15 | CS | 2 | Joint Bay
2950 | 82400 |  | RP00000 | -33.9047 | 151.0403 | 15 | CS | 2 | Joint Bay
2951 | 82413 |  | RP00000 | -33.9064 | 151.0407 | 15 | CS | 1 | Joint Bay
2952 | 82411 |  | RP00000 | -33.9063 | 151.0405 | 15 | CS | 1 | Joint Bay
2953 | 352108 |  | RP00000 | -33.9067 | 151.0422 | 15 | CS | 1 | Joint Bay
2954 | 82440 |  | RP00000 | -33.9103 | 151.047 | 15 | CS | 1 | Joint Bay
2955 | 82442 |  | RP00000 | -33.9103 | 151.047 | 15 | CS | 1 | Joint Bay
2956 | 279119 |  | RP00000 | -33.9111 | 151.0443 | 15 | CS | 1 | Joint Bay
2957 | 82454 |  | RP00000 | -33.9131 | 151.0464 | 15 | CS | 1 | Joint Bay
2958 | 279118 |  | RP00000 | -33.9156 | 151.0459 | 15 | CS | 2 | Joint Bay
2959 | 82469 |  | RP00000 | -33.9162 | 151.0456 | 15 | CS | 1 | Joint Bay
2960 | 82470 |  | RP00000 | -33.9162 | 151.0456 | 15 | CS | 1 | Joint Bay
2961 | 82476 |  | RP00000 | -33.9182 | 151.0448 | 15 | CS | 1 | Joint Bay
2962 | 82475 |  | RP00000 | -33.9182 | 151.0448 | 15 | CS | 1 | Joint Bay
2963 | 82483 |  | RP00000 | -33.9208 | 151.0446 | 15 | CS | 2 | Joint Bay
2964 | 82484 |  | RP00000 | -33.9209 | 151.0446 | 15 | CS | 2 | Joint Bay
2965 | 82492 |  | PE00000 | -33.9223 | 151.0434 | 15 | CS | 2 | Joint Bay
2966 | 82493 |  | PE00000 | -33.9223 | 151.0434 | 15 | CS | 2 | Joint Bay
2967 | 82503 |  | PE00000 | -33.9256 | 151.0427 | 15 | CS | 2 | Joint Bay
2968 | 82504 |  | PE00000 | -33.9256 | 151.0427 | 15 | CS | 2 | Joint Bay
2969 | 287706 |  | RP00000 | -33.9218 | 151.0447 | 15 | CS | 2 | Joint Bay
2970 | 287705 |  | PE00000 | -33.9264 | 151.0441 | 15 | CS | 2 | Joint Bay
2971 | 82511 |  | PE00000 | -33.9281 | 151.0431 | 15 | CS | 2 | Joint Bay
2972 | 82512 |  | PE00000 | -33.9281 | 151.0431 | 15 | CS | 2 | Joint Bay
2973 | 82519 |  | PE00000 | -33.9301 | 151.0435 | 15 | CS | 2 | Joint Bay
2974 | 82518 |  | PE00000 | -33.9301 | 151.0435 | 15 | CS | 1 | Joint Bay
2975 | 287704 |  | PE00000 | -33.9307 | 151.0432 | 15 | CS | 1 | Joint Bay
2976 | 2876993 |  | PEFIBRE | -33.9323 | 151.0534 | 2 | CS | 1 | Comms
2977 | 3010095 |  | PEFIBRE | -33.9325 | 151.0534 | 2 | CS | 1 | Comms
2978 | 3010094 |  | PE00000 | -33.933 | 151.0533 | 15 | CS | 1 | Joint Bay
2979 | 2997220 |  | PEFIBRE | -33.9339 | 151.0519 | 2 | CS | 1 | Comms
2980 | 2997219 |  | PEFIBRE | -33.9339 | 151.0516 | 2 | CS | 1 | Comms
2981 | 2902747 |  | PEFIBRE | -33.9332 | 151.0571 | 2 | CS | 1 | Comms
2982 | 2580706 |  | PE00000 | -33.9331 | 151.0567 | 15 | CS | 1 | Joint Bay
2983 | 2902748 |  | PEFIBRE | -33.9331 | 151.0566 | 2 | CS | 1 | Comms
2984 | 2580707 |  | PE00000 | -33.9348 | 151.0599 | 15 | CS | 1 | Joint Bay
2985 | 2902746 |  | PEFIBRE | -33.9349 | 151.0602 | 2 | CS | 1 | Comms
2986 | 2902745 |  | PEFIBRE | -33.9349 | 151.0604 | 2 | CS | 1 | Comms
2987 | 82524 |  | PE00000 | -33.9325 | 151.0418 | 15 | CS | 1 | Joint Bay
2988 | 287701 |  | PE00000 | -33.9347 | 151.0409 | 15 | CS | 1 | Joint Bay
2989 | 82533 |  | PE00000 | -33.9358 | 151.0399 | 15 | CS | 1 | Joint Bay
2990 | 82534 |  | PE00000 | -33.936 | 151.04 | 15 | CS | 1 | Joint Bay
2991 | 82535 |  | PE00000 | -33.9362 | 151.0401 | 15 | CS | 1 | Joint Bay
2992 | 82537 |  | PE00000 | -33.9366 | 151.0399 | 15 | CS | 1 | Joint Bay
2993 | 867389 |  | PE00000 | -33.9364 | 151.0393 | 15 | CS | 2 | Joint Bay
2994 | 364993 |  | PE00000 | -33.9368 | 151.0396 | 15 | CS | 2 | Joint Bay
2995 | 2997217 |  | PE00000 | -33.9348 | 151.0496 | 15 | CS | 1 | Joint Bay
2996 | 2997215 |  | PEFIBRE | -33.9354 | 151.0494 | 2 | CS | 1 | Comms
2997 | 2997216 |  | PEFIBRE | -33.9355 | 151.0492 | 2 | CS | 1 | Comms
2998 | 2580702 |  | PE00000 | -33.9367 | 151.0474 | 15 | CS | 1 | Joint Bay
2999 | 71456422 |  | PEFIBRE | -33.9378 | 151.0469 | 2 | CS | 1 | Comms
3000 | 71447695 |  | PEFIBRE | -33.9377 | 151.0472 | 2 | CS | 1 | Comms
3001 | 73773725 |  | PE00000 | -33.9377 | 151.0401 | 15 | CS | 1 | Joint Bay
3002 | 2580700 |  | PE00000 | -33.9378 | 151.0443 | 15 | CS | 1 | Joint Bay
3003 | 72507470 |  | PEFIBRE | -33.9394 | 151.0433 | 2 | CS | 1 | Comms
3004 | 2580699 |  | PE00000 | -33.9394 | 151.0431 | 15 | CS | 1 | Joint Bay
3005 | 72427266 |  | PEFIBRE | -33.9394 | 151.043 | 2 | CS | 1 | Comms
3006 | 82540 |  | PE00000 | -33.9378 | 151.036 | 15 | CS | 1 | Joint Bay
3007 | 82550 |  | PE00000 | -33.9405 | 151.0354 | 15 | CS | 1 | Joint Bay
3008 | 82551 |  | PE00000 | -33.9405 | 151.0354 | 15 | CS | 2 | Joint Bay
3009 | 82560 |  | PE00000 | -33.943 | 151.0348 | 15 | CS | 2 | Joint Bay
3010 | 82559 |  | PE00000 | -33.943 | 151.0348 | 15 | CS | 1 | Joint Bay
3011 | 82180 |  | RP00000 | -33.8705 | 151.0948 | 15 | CS | 2 | Joint Bay
3012 | 2507702 |  | RP00000 | -33.8705 | 151.0948 | 1 | CS | 2 | Standard
3013 | 2507699 |  | RP00000 | -33.8706 | 151.0948 | 1 | CS | 2 | Standard
3014 | 82218 |  | RP00000 | -33.8739 | 151.0948 | 15 | CS | 2 | Joint Bay
3015 | 82236 |  | RP00000 | -33.8751 | 151.0976 | 15 | CS | 2 | Joint Bay
3016 | 82255 |  | RP00000 | -33.8776 | 151.0971 | 15 | CS | 2 | Joint Bay
3017 | 82166 |  | RP00000 | -33.8699 | 151.0907 | 15 | CS | 1 | Joint Bay
3018 | 506693 |  | RP00000 | -33.8697 | 151.09 | 15 | CS | 4 | Joint Bay
3019 | 82209 |  | RP00000 | -33.8732 | 151.0918 | 15 | CS | 4 | Joint Bay
3020 | 71177018 |  | LE00000 | -33.8749 | 151.1299 | 15 | CS | 1 | Preformed Joint Bay
3021 | 112650334 |  | LEPULLI | -33.8761 | 151.1277 | 1 | CS | 1 | Preformed Pulling Pit
3022 | 71184425 |  | LE00000 | -33.8693 | 151.1135 | 15 | CS | 1 | Preformed Joint Bay
3023 | 106415771 |  | LE00000 | -33.8727 | 151.115 | 1 | CS | 1 | Preformed Pulling Pit
3024 | 105316120 |  | LEPULLI | -33.8769 | 151.1199 | 1 | CS | 1 | Preformed Pulling Pit
3025 | 71184413 |  | LE008/9 | -33.8738 | 151.1171 | 15 | CS | 1 | Preformed Joint Bay
3026 | 82296 |  | LE00000 | -33.8849 | 151.1072 | 15 | CS | 2 | Joint Bay
3027 | 2679458 |  | LE00000 | -33.8774 | 151.1222 | 1 | CS | 2 | Standard
3028 | 82335 |  | LE00000 | -33.8917 | 151.124 | 15 | CS | 1 | Joint Bay
3029 | 82356 |  | LE00000 | -33.8958 | 151.1309 | 15 | CS | 2 | Joint Bay
3030 | 2550645 | 1003655544 | LE38516 | -33.8958 | 151.1308 | 1 | CS | 2 | Standard
3031 | 82351 |  | LE00000 | -33.8952 | 151.1252 | 15 | CS | 2 | Joint Bay
3032 | 82326 |  | LE00000 | -33.8898 | 151.1077 | 15 | CS | 4 | Joint Bay
3033 | 82333 |  | LE00000 | -33.8914 | 151.1131 | 15 | CS | 2 | Joint Bay
3034 | 2550650 | 1003655543 | LE38515 | -33.8914 | 151.1132 | 1 | CS | 2 | Standard
3035 | 82334 |  | LE00000 | -33.8916 | 151.1185 | 15 | CS | 2 | Joint Bay
3036 | 82370 |  | LE00000 | -33.8989 | 151.111 | 15 | CS | 1 | Joint Bay
3037 | 82365 |  | LE00000 | -33.8985 | 151.1081 | 15 | CS | 1 | Joint Bay
3038 | 82274 |  | RP00000 | -33.8798 | 151.0934 | 15 | CS | 4 | Joint Bay
3039 | 82282 |  | LE00000 | -33.8807 | 151.0995 | 15 | CS | 4 | Joint Bay
3040 | 82279 |  | RP00000 | -33.8801 | 151.0966 | 15 | CS | 2 | Joint Bay
3041 | 82285 |  | LE00000 | -33.8814 | 151.1053 | 15 | CS | 2 | Joint Bay
3042 | 2550657 | 1003655541 | LE38514 | -33.8814 | 151.1053 | 1 | CS | 4 | Standard
3043 | 82287 |  | RP00000 | -33.8826 | 151.0964 | 15 | CS | 4 | Joint Bay
3044 | 82291 |  | LE00000 | -33.8835 | 151.0992 | 15 | CS | 4 | Joint Bay
3045 | 82301 |  | LE00000 | -33.8861 | 151.0996 | 15 | CS | 2 | Joint Bay
3046 | 82312 |  | LE00000 | -33.8876 | 151.1002 | 15 | CS | 2 | Joint Bay
3047 | 82332 |  | LE00000 | -33.8912 | 151.0994 | 15 | CS | 4 | Joint Bay
3048 | 82330 |  | RP00000 | -33.8909 | 151.0969 | 15 | CS | 4 | Joint Bay
3049 | 82337 |  | LE00000 | -33.8918 | 151.1024 | 15 | CS | 1 | Joint Bay
3050 | 82338 |  | LE00000 | -33.8921 | 151.1025 | 15 | CS | 1 | Joint Bay
3051 | 2520605 | 1003655549 | LE38520 | -33.8921 | 151.1025 | 1 | CS | 2 | Standard
3052 | 2520604 | 1003655548 | LE38521 | -33.8921 | 151.1025 | 1 | CS | 2 | Standard
3053 | 82360 |  | LE00000 | -33.897 | 151.1021 | 15 | CS | 1 | Joint Bay
3054 | 82366 |  | LE00000 | -33.8984 | 151.1043 | 15 | CS | 1 | Joint Bay
3055 | 82363 |  | LE00000 | -33.8983 | 151.1036 | 15 | CS | 1 | Joint Bay
3056 | 82352 |  | LE00000 | -33.8952 | 151.1017 | 15 | CS | 2 | Joint Bay
3057 | 82357 |  | LE00000 | -33.8963 | 151.1018 | 15 | CS | 2 | Joint Bay
3058 | 1103571 |  | RP00000 | -33.8897 | 151.092 | 15 | CS | 2 | Joint Bay
3059 | 82171 |  | LE00000 | -33.8702 | 151.1569 | 15 | CS | 2 | Joint Bay
3060 | 103288499 |  | LE00000 | -33.8743 | 151.1584 | 15 | CS | 1 | Preformed Joint Bay
3061 | 110235759 |  | LEPULLI | -33.8748 | 151.1573 | 1 | CS | 1 | Preformed Pulling Pit
3062 | 82176 |  | LE00000 | -33.8703 | 151.1412 | 15 | CS | 2 | Joint Bay
3063 | 82179 |  | LE00000 | -33.8704 | 151.1413 | 15 | CS | 2 | Joint Bay
3064 | 82185 |  | LE00000 | -33.8707 | 151.1425 | 15 | CS | 2 | Joint Bay
3065 | 82184 |  | LE00000 | -33.8707 | 151.1419 | 15 | CS | 2 | Joint Bay
3066 | 82174 |  | LE00000 | -33.8703 | 151.1436 | 15 | CS | 2 | Joint Bay
3067 | 82177 |  | LE00000 | -33.8704 | 151.1435 | 15 | CS | 2 | Joint Bay
3068 | 71177006 |  | LE00000 | -33.8758 | 151.1371 | 15 | CS | 1 | Preformed Joint Bay
3069 | 468046 |  | LE00000 | -33.8679 | 151.1651 | 15 | CS | 2 | Joint Bay
3070 | 71177002 |  | LE00000 | -33.8792 | 151.1454 | 15 | CS | 1 | Preformed Joint Bay
3071 | 71195994 |  | LE00000 | -33.8821 | 151.1541 | 15 | CS | 1 | Preformed Joint Bay
3072 | 71176984 |  | LE00000 | -33.8804 | 151.1506 | 15 | CS | 1 | Preformed Joint Bay
3073 | 82359 |  | LE00000 | -33.8964 | 151.1364 | 15 | CS | 2 | Joint Bay
3074 | 295324144 |  | LE00000 | -33.8993 | 151.1357 | 15 | CS | 2 | Joint Bay
3075 | 82373 |  | LE00000 | -33.8993 | 151.1404 | 15 | CS | 2 | Joint Bay
3076 | 82389 |  | LE00000 | -33.9024 | 151.1439 | 15 | CS | 2 | Joint Bay
3077 | 295324145 |  | LE00000 | -33.9016 | 151.1336 | 15 | CS | 2 | Joint Bay
3078 | 295422906 |  | LE00000 | -33.9016 | 151.1335 | 2 | CS | 1 | Comms
3079 | 295324146 |  | LE00000 | -33.9045 | 151.1319 | 2 | CS | 1 | Comms
3080 | 82387 |  | LE00000 | -33.9021 | 151.1539 | 15 | CS | 2 | Joint Bay
3081 | 82386 |  | LE00000 | -33.9017 | 151.1489 | 15 | CS | 2 | Joint Bay
3082 | 2550640 | 1003655545 | LE38517 | -33.9017 | 151.1489 | 1 | CS | 2 | Standard
3083 | 82446 |  | LE00000 | -33.9113 | 151.1501 | 15 | CS | 2 | Joint Bay
3084 | 82439 |  | LE00000 | -33.9097 | 151.1475 | 15 | CS | 2 | Joint Bay
3085 | 82410 |  | LE00000 | -33.9061 | 151.1578 | 15 | CS | 2 | Joint Bay
3086 | 82456 |  | LE00000 | -33.9133 | 151.1544 | 15 | CS | 2 | Joint Bay
3087 | 82457 |  | LE00000 | -33.9136 | 151.1588 | 15 | CS | 2 | Joint Bay
3088 | 2494864 |  | KO00000 | -33.9152 | 151.1562 | 15 | CS | 2 | Joint Bay
3089 | 2967165 |  | LEDTS/F | -33.9153 | 151.1563 | 2 | CS | 1 | Comms
3090 | 82435 |  | LE00000 | -33.9089 | 151.1357 | 15 | CS | 2 | Joint Bay
3091 | 82420 |  | LE00000 | -33.9072 | 151.1405 | 15 | CS | 2 | Joint Bay
3092 | 82428 |  | LE00000 | -33.9077 | 151.1441 | 15 | CS | 2 | Joint Bay
3093 | 2520614 | 1003655546 | LE38518 | -33.9076 | 151.144 | 1 | CS | 2 | Standard
3094 | 82407 |  | LE00000 | -33.9051 | 151.1608 | 15 | CS | 2 | Joint Bay
3095 | 82415 |  | LE00000 | -33.9066 | 151.1646 | 15 | CS | 2 | Joint Bay
3096 | 2494865 |  | KO00000 | -33.9088 | 151.1665 | 15 | CS | 2 | Joint Bay
3097 | 82451 |  | LE00000 | -33.9128 | 151.1662 | 15 | CS | 2 | Joint Bay
3098 | 295306968 |  | KO00000 | -33.9284 | 151.1678 | 15 | CS | 2 | Joint Bay
3099 | 2494855 |  | KO00000 | -33.925 | 151.1434 | 15 | CS | 1 | Joint Bay
3100 | 2494856 |  | KO00000 | -33.924 | 151.137 | 15 | CS | 1 | Joint Bay
3101 | 82514 |  | KO00000 | -33.9287 | 151.1368 | 15 | CS | 1 | Joint Bay
3102 | 82508 |  | KO00000 | -33.9275 | 151.1333 | 15 | CS | 1 | Joint Bay
3103 | 2494863 |  | KO00000 | -33.9194 | 151.1513 | 15 | CS | 2 | Joint Bay
3104 | 2512007 |  | KO00000 | -33.9253 | 151.1499 | 15 | CS | 1 | Joint Bay
3105 | 2512008 |  | KO00000 | -33.926 | 151.1502 | 15 | CS | 1 | Joint Bay
3106 | 82527 |  | KO00000 | -33.9341 | 151.1479 | 15 | CS | 2 | Joint Bay
3107 | 82528 |  | KO00000 | -33.9343 | 151.1506 | 15 | CS | 1 | Joint Bay
3108 | 82532 |  | KO00000 | -33.9357 | 151.1528 | 15 | CS | 1 | Joint Bay
3109 | 82541 |  | KO00000 | -33.9378 | 151.154 | 15 | CS | 1 | Joint Bay
3110 | 82515 |  | KO00000 | -33.9294 | 151.1405 | 15 | CS | 1 | Joint Bay
3111 | 2520585 |  | KO00000 | -33.9311 | 151.1447 | 15 | CS | 2 | Joint Bay
3112 | 82526 |  | KO00000 | -33.9339 | 151.1447 | 15 | CS | 2 | Joint Bay
3113 | 82521 |  | KO00000 | -33.9309 | 151.1437 | 15 | CS | 2 | Joint Bay
3114 | 2520590 |  | KO00000 | -33.9359 | 151.1388 | 15 | CS | 2 | Joint Bay
3115 | 82374 |  | LE00000 | -33.8996 | 151.108 | 15 | CS | 1 | Joint Bay
3116 | 82393 |  | LE00000 | -33.9029 | 151.1075 | 15 | CS | 1 | Joint Bay
3117 | 82405 |  | LE00000 | -33.9048 | 151.1077 | 15 | CS | 1 | Joint Bay
3118 | 82437 |  | LE00000 | -33.9096 | 151.1066 | 15 | CS | 2 | Joint Bay
3119 | 82431 |  | LE00000 | -33.9079 | 151.1095 | 15 | CS | 2 | Joint Bay
3120 | 82452 |  | LE00000 | -33.9129 | 151.1084 | 15 | CS | 1 | Joint Bay
3121 | 82468 |  | LE00000 | -33.916 | 151.1101 | 15 | CS | 1 | Joint Bay
3122 | 82377 |  | LE00000 | -33.9003 | 151.1205 | 15 | CS | 2 | Joint Bay
3123 | 82372 |  | LE00000 | -33.8993 | 151.1161 | 15 | CS | 1 | Joint Bay
3124 | 295418612 |  | SY00000 | -33.9057 | 151.1301 | 2 | CS | 1 | Comms
3125 | 295324147 |  | LE00000 | -33.9057 | 151.1301 | 15 | Not CS | 0 | Joint Bay
3126 | 82392 |  | LE00000 | -33.9027 | 151.1243 | 15 | CS | 2 | Joint Bay
3127 | 2576411 | 1003655547 | LE38519 | -33.9049 | 151.127 | 1 | CS | 2 | Standard
3128 | 82406 |  | LE00000 | -33.905 | 151.127 | 15 | CS | 2 | Joint Bay
3129 | 82436 |  | LE00000 | -33.9089 | 151.1273 | 15 | CS | 1 | Joint Bay
3130 | 295405730 |  | LE00000 | -33.9105 | 151.1288 | 15 | CS | 1 | Joint Bay
3131 | 295405731 |  | LE00000 | -33.9105 | 151.1287 | 2 | CS | 1 | Comms
3132 | 82441 |  | LE00000 | -33.9102 | 151.1314 | 15 | CS | 2 | Joint Bay
3133 | 295324150 |  | LE00000 | -33.9146 | 151.1284 | 2 | CS | 1 | Comms
3134 | 295324149 |  | LE00000 | -33.9166 | 151.1252 | 2 | CS | 1 | Comms
3135 | 1129335 |  | LE00000 | -33.919 | 151.1118 | 15 | CS | 1 | Joint Bay
3136 | 1369789 |  | LE00000 | -33.919 | 151.1118 | 15 | CS | 1 | Joint Bay
3137 | 82481 |  | LE00000 | -33.9187 | 151.111 | 15 | CS | 1 | Joint Bay
3138 | 1129324 |  | LE00000 | -33.92 | 151.1098 | 15 | CS | 1 | Joint Bay
3139 | 1129330 |  | LE00000 | -33.9196 | 151.1157 | 15 | CS | 1 | Joint Bay
3140 | 82482 |  | LE00000 | -33.9204 | 151.1136 | 15 | CS | 1 | Joint Bay
3141 | 295328444 |  | KO00000 | -33.9222 | 151.116 | 15 | CS | 2 | Joint Bay
3142 | 214710 |  | LE00000 | -33.9221 | 151.1161 | 15 | CS | 2 | Joint Bay
3143 | 295328443 |  | KO00000 | -33.9222 | 151.1161 | 2 | CS | 1 | Comms
3144 | 295324151 |  | LE00000 | -33.9197 | 151.1229 | 15 | CS | 2 | Joint Bay
3145 | 295410026 |  | LE00000 | -33.9197 | 151.1229 | 2 | CS | 1 | Comms
3146 | 295324152 |  | Unknown Pit | -33.9203 | 151.1183 | 2 | CS | 1 | Comms
3147 | 295397152 |  | SYFIBRE | -33.9203 | 151.1183 | 2 | CS | 1 | Comms
3148 | 295397153 |  | SY00000 | -33.9203 | 151.1183 | 15 | CS | 2 | Joint Bay
3149 | 2512009 |  | KO00000 | -33.9231 | 151.1194 | 15 | CS | 2 | Joint Bay
3150 | 82496 |  | KO00000 | -33.9233 | 151.1165 | 15 | CS | 2 | Joint Bay
3151 | 82499 |  | KO00000 | -33.9238 | 151.1205 | 15 | CS | 2 | Joint Bay
3152 | 82506 |  | KO00000 | -33.9262 | 151.1151 | 15 | CS | 2 | Joint Bay
3153 | 214709 |  | KO00000 | -33.9265 | 151.1151 | 15 | CS | 2 | Joint Bay
3154 | 82513 |  | KO00000 | -33.9284 | 151.1112 | 15 | CS | 2 | Joint Bay
3155 | 2516289 |  | KO00000 | -33.9252 | 151.1311 | 15 | CS | 2 | Joint Bay
3156 | 1189439 |  | KO00000 | -33.9257 | 151.131 | 15 | CS | 2 | Joint Bay
3157 | 82500 |  | KO00000 | -33.9239 | 151.1243 | 15 | CS | 1 | Joint Bay
3158 | 2512005 |  | KO00000 | -33.924 | 151.1253 | 15 | CS | 1 | Joint Bay
3159 | 1189438 |  | KO00000 | -33.9245 | 151.1284 | 15 | CS | 1 | Joint Bay
3160 | 214708 |  | KO00000 | -33.9299 | 151.1164 | 15 | CS | 1 | Joint Bay
3161 | 214706 |  | KO00000 | -33.9344 | 151.1134 | 15 | CS | 2 | Joint Bay
3162 | 214707 |  | KO00000 | -33.9323 | 151.117 | 15 | CS | 2 | Joint Bay
3163 | 214705 |  | KO00000 | -33.9359 | 151.1121 | 15 | CS | 1 | Joint Bay
3164 | 1352610 |  | LE00000 | -33.9212 | 151.107 | 15 | CS | 1 | Joint Bay
3165 | 82517 |  | KO00000 | -33.9298 | 151.1076 | 15 | CS | 1 | Joint Bay
3166 | 82530 |  | KO00000 | -33.9345 | 151.1084 | 15 | CS | 1 | Joint Bay
3167 | 82539 |  | KO00000 | -33.9371 | 151.1058 | 15 | CS | 1 | Joint Bay
3168 | 82548 |  | KO00000 | -33.9398 | 151.1017 | 15 | CS | 2 | Joint Bay
3169 | 82556 |  | PE00000 | -33.9417 | 151.0972 | 15 | CS | 3 | Joint Bay
3170 | 82564 |  | PE00000 | -33.9447 | 151.0926 | 15 | CS | 2 | Joint Bay
3171 | 82565 |  | PE00000 | -33.9448 | 151.0923 | 15 | CS | 2 | Joint Bay
3172 | 1447086 |  | KO00000 | -33.9568 | 151.1072 | 15 | CS | 2 | Joint Bay
3173 | 1447085 |  | KO00000 | -33.9554 | 151.1034 | 15 | CS | 3 | Joint Bay
3174 | 1447084 |  | KO00000 | -33.9569 | 151.0992 | 15 | CS | 2 | Joint Bay
3175 | 82584 |  | PE00000 | -33.9464 | 151.0871 | 15 | CS | 2 | Joint Bay
3176 | 82591 |  | PE00000 | -33.9482 | 151.0844 | 15 | CS | 2 | Joint Bay
3177 | 1447083 |  | PE00000 | -33.9547 | 151.0957 | 15 | CS | 2 | Joint Bay
3178 | 1447082 |  | PE62300000 | -33.9547 | 151.0894 | 15 | CS | 2 | Joint Bay
3179 | 2516284 |  | KO00000 | -33.9415 | 151.138 | 15 | CS | 1 | Joint Bay
3180 | 295328467 |  | KOFIBRE | -33.9469 | 151.1158 | 2 | CS | 1 | Comms
3181 | 295328468 |  | KOFIBRE | -33.9471 | 151.1138 | 2 | CS | 1 | Comms
3182 | 1447087 |  | KO00000 | -33.9569 | 151.1141 | 15 | CS | 1 | Joint Bay
3183 | 1447090 |  | KO00000 | -33.9632 | 151.1199 | 15 | CS | 1 | Joint Bay
3184 | 82660 |  | KO00000 | -33.9644 | 151.1383 | 15 | CS | 1 | Joint Bay
3185 | 2494842 | 1003656082 | KO19174 | -33.9644 | 151.1384 | 1 | CS | 1 | Standard
3186 | 2494840 | 1003656081 | KO19175 | -33.9645 | 151.1384 | 1 | CS | 1 | Standard
3187 | 2494841 | 1003656078 | KO19171 | -33.9644 | 151.1382 | 1 | CS | 1 | Standard
3188 | 2494836 | 1003656080 | KO19172 | -33.9644 | 151.1382 | 1 | CS | 2 | Standard
3189 | 2494837 | 1003656079 | KO19173 | -33.9644 | 151.1382 | 1 | CS | 2 | Standard
3190 | 105507265 |  | KO00000 | -33.9651 | 151.1348 | 1 | CS | 1 | Sheath Pit
3191 | 82665 |  | KO00000 | -33.9651 | 151.1347 | 15 | CS | 2 | Joint Bay
3192 | 82671 |  | KO00000 | -33.9661 | 151.1314 | 15 | CS | 2 | Joint Bay
3193 | 1335436 |  | KO00000 | -33.968 | 151.1276 | 15 | CS | 4 | Joint Bay
3194 | 82683 |  | KO00000 | -33.9678 | 151.1278 | 15 | CS | 4 | Joint Bay
3195 | 2417524 |  | KO00000 | -33.972 | 151.1387 | 15 | CS | 1 | Joint Bay
3196 | 2417522 |  | KO00000 | -33.9695 | 151.1333 | 15 | CS | 2 | Joint Bay
3197 | 82696 |  | KO00000 | -33.9701 | 151.1152 | 15 | CS | 4 | Joint Bay
3198 | 82699 |  | KO00000 | -33.9703 | 151.1111 | 15 | CS | 2 | Joint Bay
3199 | 82694 |  | KO00000 | -33.9695 | 151.1194 | 15 | CS | 2 | Joint Bay
3200 | 2378922 |  | KO00000 | -33.9695 | 151.1195 | 1 | CS | 2 | Standard
3201 | 2378919 | 1003655552 | KO19161 | -33.9695 | 151.1193 | 1 | CS | 2 | Standard
3202 | 82691 |  | KO00000 | -33.9687 | 151.1235 | 15 | CS | 2 | Joint Bay
3203 | 82708 |  | KO00000 | -33.9733 | 151.1042 | 15 | CS | 2 | Joint Bay
3204 | 2378906 | 1003655551 | KO19160 | -33.9732 | 151.1042 | 1 | CS | 2 | Standard
3205 | 2378909 |  | KO00000 | -33.9733 | 151.1043 | 1 | CS | 2 | Standard
3206 | 82706 |  | KO00000 | -33.9722 | 151.1076 | 15 | CS | 2 | Joint Bay
3207 | 82712 |  | KO00000 | -33.9741 | 151.1003 | 15 | CS | 2 | Joint Bay
3208 | 82707 |  | PE00000 | -33.973 | 151.0853 | 15 | CS | 2 | Joint Bay
3209 | 82714 |  | PE00000 | -33.9751 | 151.096 | 15 | CS | 2 | Joint Bay
3210 | 82713 |  | PE00000 | -33.9751 | 151.0882 | 15 | CS | 2 | Joint Bay
3211 | 82716 |  | PE00000 | -33.9761 | 151.0914 | 15 | CS | 2 | Joint Bay
3212 | 2520586 |  | KO00000 | -33.944 | 151.1435 | 15 | CS | 2 | Joint Bay
3213 | 82552 |  | KO00000 | -33.9404 | 151.1566 | 15 | CS | 2 | Joint Bay
3214 | 82558 |  | KO00000 | -33.9424 | 151.1599 | 15 | CS | 2 | Joint Bay
3215 | 2417523 |  | KO00000 | -33.9475 | 151.1482 | 15 | CS | 2 | Joint Bay
3216 | 82598 |  | KO00000 | -33.9497 | 151.1621 | 15 | CS | 2 | Joint Bay
3217 | 82606 |  | KO00000 | -33.9526 | 151.159 | 15 | CS | 2 | Joint Bay
3218 | 2494854 |  | KO00000 | -33.9525 | 151.1503 | 15 | CS | 2 | Joint Bay
3219 | 1026266 |  | KO00000 | -33.9444 | 151.1629 | 15 | CS | 2 | Joint Bay
3220 | 82581 |  | KO00000 | -33.9462 | 151.1663 | 15 | CS | 2 | Joint Bay
3221 | 82588 |  | KO00000 | -33.9477 | 151.1656 | 15 | CS | 2 | Joint Bay
3222 | 82580 |  | KO00000 | -33.9461 | 151.1696 | 15 | CS | 2 | Joint Bay
3223 | 2494814 | 1003655617 | KO19165 | -33.946 | 151.1697 | 1 | CS | 2 | Standard
3224 | 2494817 | 1003655618 | KO19164 | -33.946 | 151.1696 | 1 | CS | 2 | Standard
3225 | 82669 |  | KO00000 | -33.9658 | 151.1476 | 15 | CS | 2 | Joint Bay
3226 | 2516286 |  | KO00000 | -33.9651 | 151.147 | 15 | CS | 2 | Joint Bay
3227 | 82666 |  | KO00000 | -33.9651 | 151.143 | 15 | CS | 2 | Joint Bay
3228 | 82636 |  | KO00000 | -33.959 | 151.1548 | 15 | CS | 2 | Joint Bay
3229 | 2516288 |  | KO00000 | -33.9595 | 151.1523 | 15 | CS | 2 | Joint Bay
3230 | 82626 |  | KO00000 | -33.9558 | 151.1568 | 15 | CS | 2 | Joint Bay
3231 | 82645 |  | KO00000 | -33.9603 | 151.1517 | 15 | CS | 1 | Joint Bay
3232 | 2297291 |  | KO00000 | -33.9602 | 151.1544 | 1 | CS | 1 | Standard
3233 | 82656 |  | KO00000 | -33.9636 | 151.1496 | 15 | CS | 1 | Joint Bay
3234 | 2516287 |  | KO00000 | -33.9726 | 151.1461 | 15 | CS | 2 | Joint Bay
3235 | 82593 |  | PE00000 | -33.9485 | 151.0128 | 15 | CS | 1 | Joint Bay
3236 | 2404640 |  | PE00000 | -33.9523 | 151.0136 | 1 | CS | 1 | Standard
3237 | 82612 |  | PE00000 | -33.9534 | 151.0145 | 15 | CS | 1 | Joint Bay
3238 | 82614 |  | PE00000 | -33.9538 | 151.015 | 15 | CS | 2 | Joint Bay
3239 | 82615 |  | PE00000 | -33.9538 | 151.0151 | 15 | CS | 2 | Joint Bay
3240 | 82610 |  | PE00000 | -33.9528 | 151.0139 | 15 | CS | 2 | Joint Bay
3241 | 82623 |  | PE00000 | -33.9556 | 151.0101 | 15 | CS | 2 | Joint Bay
3242 | 82629 |  | PE00000 | -33.956 | 151.0168 | 15 | CS | 2 | Joint Bay
3243 | 82630 |  | PE00000 | -33.956 | 151.0168 | 15 | CS | 1 | Joint Bay
3244 | 82634 |  | PE00000 | -33.9573 | 151.0119 | 15 | CS | 2 | Joint Bay
3245 | 82569 |  | PE00000 | -33.9454 | 151.0342 | 15 | CS | 2 | Joint Bay
3246 | 82570 |  | PE00000 | -33.9454 | 151.0341 | 15 | CS | 2 | Joint Bay
3247 | 82586 |  | PE00000 | -33.9473 | 151.0315 | 15 | CS | 2 | Joint Bay
3248 | 82587 |  | PE00000 | -33.9473 | 151.0314 | 15 | CS | 2 | Joint Bay
3249 | 82595 |  | PE00000 | -33.9493 | 151.0295 | 15 | CS | 2 | Joint Bay
3250 | 82596 |  | PE00000 | -33.9493 | 151.0296 | 15 | CS | 2 | Joint Bay
3251 | 82603 |  | PE00000 | -33.9507 | 151.0277 | 15 | CS | 2 | Joint Bay
3252 | 82604 |  | PE00000 | -33.9507 | 151.0276 | 15 | CS | 1 | Joint Bay
3253 | 82607 |  | PE00000 | -33.9523 | 151.0258 | 15 | CS | 1 | Joint Bay
3254 | 82608 |  | PE00000 | -33.9523 | 151.0258 | 15 | CS | 1 | Joint Bay
3255 | 82616 |  | PE00000 | -33.9543 | 151.0225 | 15 | CS | 1 | Joint Bay
3256 | 82618 |  | PE00000 | -33.9544 | 151.0225 | 15 | CS | 2 | Joint Bay
3257 | 82621 |  | PE00000 | -33.9552 | 151.0213 | 15 | CS | 2 | Joint Bay
3258 | 82619 |  | PE00000 | -33.9544 | 151.0168 | 15 | CS | 2 | Joint Bay
3259 | 82620 |  | PE00000 | -33.9549 | 151.0169 | 15 | CS | 1 | Joint Bay
3260 | 82622 |  | PE00000 | -33.9555 | 151.0209 | 15 | CS | 1 | Joint Bay
3261 | 82627 |  | PE00000 | -33.9559 | 151.0199 | 15 | CS | 1 | Joint Bay
3262 | 82628 |  | PE00000 | -33.9559 | 151.0199 | 15 | CS | 1 | Joint Bay
3263 | 82650 |  | PE00000 | -33.9626 | 151.0159 | 15 | CS | 1 | Joint Bay
3264 | 82651 |  | PE00000 | -33.9626 | 151.0159 | 15 | CS | 1 | Joint Bay
3265 | 82693 |  | PE00000 | -33.9694 | 151.0283 | 15 | CS | 1 | Joint Bay
3266 | 82663 |  | PE00000 | -33.965 | 151.0156 | 15 | CS | 1 | Joint Bay
3267 | 82661 |  | PE00000 | -33.9649 | 151.0156 | 15 | CS | 1 | Joint Bay
3268 | 82697 |  | PE00000 | -33.9702 | 151.0149 | 15 | CS | 2 | Joint Bay
3269 | 82698 |  | PE00000 | -33.9703 | 151.0149 | 15 | CS | 2 | Joint Bay
3270 | 82667 |  | PE00000 | -33.9657 | 151.0371 | 15 | CS | 2 | Joint Bay
3271 | 82659 |  | PE00000 | -33.964 | 151.0409 | 15 | CS | 2 | Joint Bay
3272 | 82681 |  | PE00000 | -33.9673 | 151.0339 | 15 | CS | 2 | Joint Bay
3273 | 82710 |  | PE00000 | -33.9734 | 151.0179 | 15 | CS | 2 | Joint Bay
3274 | 82715 |  | PE00000 | -33.9759 | 151.0161 | 15 | CS | 2 | Joint Bay
3275 | 82703 |  | PE00000 | -33.9715 | 151.0239 | 15 | CS | 2 | Joint Bay
3276 | 82705 |  | PE00000 | -33.9719 | 151.0233 | 15 | CS | 2 | Joint Bay
3277 | 82717 |  | PE00000 | -33.9764 | 151.0156 | 15 | CS | 2 | Joint Bay
3278 | 82649 |  | PE00000 | -33.9616 | 151.0097 | 15 | CS | 2 | Joint Bay
3279 | 82709 |  | PE00000 | -33.9734 | 151.0123 | 15 | CS | 2 | Joint Bay
3280 | 82718 |  | PE00000 | -33.9776 | 151.0145 | 15 | CS | 2 | Joint Bay
3281 | 1803483 |  | PE004/5 | -33.9573 | 151.0582 | 1 | CS | 2 | Standard
3282 | 82602 |  | PE00000 | -33.9506 | 151.0799 | 15 | CS | 2 | Joint Bay
3283 | 1447081 |  | PE62300000 | -33.9558 | 151.083 | 15 | CS | 2 | Joint Bay
3284 | 82613 |  | PE00000 | -33.9537 | 151.0749 | 15 | CS | 2 | Joint Bay
3285 | 82633 |  | PE00000 | -33.9571 | 151.0756 | 15 | CS | 2 | Joint Bay
3286 | 82646 |  | PE00000 | -33.9606 | 151.0707 | 15 | CS | 4 | Joint Bay
3287 | 82643 |  | PE00000 | -33.96 | 151.073 | 15 | CS | 2 | Joint Bay
3288 | 82677 |  | PE00000 | -33.9667 | 151.0767 | 15 | CS | 2 | Joint Bay
3289 | 1447079 |  | PE63400000 | -33.9659 | 151.0758 | 15 | CS | 2 | Joint Bay
3290 | 82686 |  | PE00000 | -33.9684 | 151.0733 | 15 | CS | 2 | Joint Bay
3291 | 82654 |  | PE00000 | -33.9634 | 151.0663 | 15 | CS | 2 | Joint Bay
3292 | 1447078 |  | PE63300000 | -33.9642 | 151.0691 | 15 | CS | 2 | Joint Bay
3293 | 82679 |  | PE00000 | -33.9672 | 151.0701 | 15 | CS | 2 | Joint Bay
3294 | 1369786 |  | PE00000 | -33.968 | 151.0693 | 15 | CS | 2 | Joint Bay
3295 | 1618840 |  | PE00000 | -33.9683 | 151.0696 | 2 | CS | 1 | Comms
3296 | 1618839 |  | PE00000 | -33.9684 | 151.0696 | 1 | CS | 2 | Standard
3297 | 82672 |  | PE00000 | -33.9663 | 151.066 | 15 | CS | 2 | Joint Bay
3298 | 1447080 |  | PE63200000 | -33.9608 | 151.08 | 15 | CS | 2 | Joint Bay
3299 | 82695 |  | PE00000 | -33.9696 | 151.0792 | 15 | CS | 2 | Joint Bay
3300 | 82701 |  | PE00000 | -33.9709 | 151.0822 | 15 | CS | 2 | Joint Bay
3301 | 1636015 |  | PE00000 | -33.9696 | 151.0715 | 2 | CS | 1 | Comms
3302 | 1369787 |  | PE00000 | -33.9696 | 151.0715 | 15 | CS | 4 | Joint Bay
3303 | 82664 |  | PE00000 | -33.965 | 151.0501 | 15 | CS | 2 | Joint Bay
3304 | 82658 |  | PE00000 | -33.964 | 151.0445 | 15 | CS | 2 | Joint Bay
3305 | 1803480 |  | PE00000 | -33.9629 | 151.0581 | 15 | CS | 2 | Joint Bay
3306 | 1803482 |  | PE00000 | -33.96 | 151.0605 | 15 | CS | 2 | Joint Bay
3307 | 82670 |  | PE00000 | -33.9658 | 151.0631 | 15 | CS | 4 | Joint Bay
3308 | 2005298 |  | PE00000 | -33.9645 | 151.0608 | 1 | CS | 4 | Standard
3309 | 1803481 |  | PE00000 | -33.9645 | 151.0607 | 15 | CS | 2 | Joint Bay
3310 | 1636014 |  | PE00000 | -33.9669 | 151.0642 | 15 | CS | 4 | Joint Bay
3311 | 82678 |  | PE00000 | -33.9667 | 151.0599 | 15 | CS | 2 | Joint Bay
3312 | 82676 |  | PE00000 | -33.9665 | 151.0633 | 15 | CS | 4 | Joint Bay
3313 | 82668 |  | PE00000 | -33.9658 | 151.0559 | 15 | CS | 2 | Joint Bay
3314 | 2967161 |  | SU00000 | -34.023 | 151.0652 | 1 | CS | 4 | Standard
3315 | 108721708 |  | SU00000 | -34.027 | 151.08 | 1 | CS | 4 | Standard
3316 | 2576404 |  | SU00000 | -34.0271 | 151.0799 | 1 | CS | 4 | Standard
3317 | 2576403 |  | SU00000 | -34.0274 | 151.0798 | 1 | CS | 4 | Standard
3318 | 108379043 |  | SU00000 | -34.0271 | 151.0803 | 1 | CS | 4 | Standard
3319 | 108715602 |  | SU00000 | -34.027 | 151.0801 | 1 | CS | 4 | Standard
3320 | 2576401 |  | SU00000 | -34.0272 | 151.0803 | 1 | CS | 2 | Standard
3321 | 2576400 |  | SU00000 | -34.0275 | 151.0802 | 1 | CS | 2 | Standard
3322 | 95047600 |  | KOFIBRE | -34.0611 | 151.0044 | 2 | CS | 4 | Comms
3323 | 92413991 |  | KOFIBRE | -34.0614 | 151.0044 | 2 | CS | 2 | Comms
3324 | 114292852 |  | ENFIBRE | -34.0611 | 151.0016 | 2 | CS | 4 | Comms
3325 | 92474391 |  | ENFIBRE | -34.0611 | 151.0016 | 2 | CS | 2 | Comms
3326 | 113559674 |  | ENDTS/F | -34.0613 | 151.0004 | 2 | CS | 2 | Comms
3327 | 112589383 |  | ENFIBRE | -34.0656 | 151.0087 | 2 | CS | 2 | Comms
3328 | 112589401 |  | ENFIBRE | -34.0657 | 151.0088 | 2 | CS | 2 | Comms
3329 | 87716772 |  | EN00000 | -34.0672 | 151.0094 | 1 | CS | 2 | Standard
3330 | 92328691 |  | EN00000 | -34.0703 | 151.0078 | 15 | CS | 2 | Joint Bay
3331 | 88555700 |  | EN00000 | -34.0626 | 151.0052 | 15 | CS | 2 | Joint Bay
3332 | 91346558 |  | ENFIBRE | -34.0658 | 151.0015 | 1 | CS | 2 | Standard
3333 | 90232566 |  | EN00000 | -34.0686 | 151.004 | 15 | CS | 2 | Joint Bay
3334 | 2301600 |  | HF00000 | -34.0491 | 150.9807 | 2 | CS | 2 | Comms
3335 | 665572 |  | HF00000 | -34.0513 | 150.9829 | 15 | CS | 4 | Joint Bay
3336 | 2301602 |  | HF00000 | -34.0532 | 150.9803 | 2 | CS | 1 | Comms
3337 | 2301601 |  | HF00000 | -34.0513 | 150.9772 | 2 | CS | 4 | Comms
3338 | 665571 |  | HF00000 | -34.0537 | 150.9837 | 15 | CS | 4 | Joint Bay
3339 | 113533397 | 1001332221 | AH50026 | -32.0523 | 150.8671 | 1 | CS | 2 | Standard
3340 | 113533387 | 1001332216 | AH50025 | -32.0523 | 150.8674 | 1 | CS | 2 | Standard
3341 | 113533417 | 1001332231 | AH50027 | -32.0519 | 150.8675 | 1 | CS | 4 | Standard
3342 | 113538852 | 1001333696 | AK60579 | -32.2584 | 150.8899 | 1 | CS | 4 | Standard
3343 | 113538842 | 1001333689 | AK60576 | -32.2588 | 150.8895 | 1 | CS | 4 | Standard
3344 | 113538782 | 1001333685 | AK60575 | -32.259 | 150.8895 | 1 | CS | 4 | Standard
3345 | 113538777 | 1001333720 | AK60574 | -32.2592 | 150.8894 | 1 | CS | 2 | Standard
3346 | 113538772 | 1001333717 | AK60572 | -32.2596 | 150.8897 | 1 | CS | 2 | Standard
3347 | 113538827 | 1001333709 | AK60567 | -32.2597 | 150.8893 | 1 | CS | 2 | Standard
3348 | 113533687 | 1001333704 | AK60562 | -32.2611 | 150.8886 | 1 | CS | 4 | Standard
3349 | 113538757 | 1001333646 | AK60557 | -32.2614 | 150.8893 | 1 | CS | 4 | Standard
3350 | 113538762 | 1001333662 | AK60561 | -32.2614 | 150.889 | 1 | CS | 1 | Standard
3351 | 113538752 | 1001333658 | AK60560 | -32.2616 | 150.889 | 1 | CS | 4 | Standard
3352 | 113538747 | 1001333681 | AK60556 | -32.2618 | 150.8893 | 1 | CS | 4 | Standard
3353 | 113538737 | 1001333677 | AK60555 | -32.2619 | 150.8892 | 1 | CS | 4 | Standard
3354 | 113538742 | 1001333654 | AK60559 | -32.2618 | 150.8889 | 1 | CS | 2 | Standard
3355 | 113538732 | 1001333650 | AK60558 | -32.262 | 150.8889 | 1 | CS | 2 | Standard
3356 | 113538727 | 1001333673 | AK60554 | -32.2621 | 150.8892 | 1 | CS | 4 | Standard
3357 | 113534342 | 1001333669 | AK60552 | -32.2624 | 150.8892 | 1 | CS | 4 | Standard
3358 | 113538717 | 1001333665 | AK60551 | -32.2625 | 150.8891 | 1 | Not CS | 0 | Standard
3359 | 113538722 | 1001332796 | AK60543 | -32.2623 | 150.8889 | 1 | CS | 4 | Standard
3360 | 113538712 | 1001332792 | AK60542 | -32.2626 | 150.8888 | 1 | CS | 4 | Standard
3361 | 113538707 | 1001332787 | AK60541 | -32.2628 | 150.8888 | 1 | CS | 1 | Standard
3362 | 113538702 | 1001333225 | AK60550 | -32.263 | 150.8891 | 1 | CS | 4 | Standard
3363 | 113538687 | 1001332779 | AK60549 | -32.2632 | 150.889 | 1 | CS | 4 | Standard
3364 | 113538672 | 1001332775 | AK60548 | -32.2635 | 150.889 | 1 | CS | 4 | Standard
3365 | 113538677 | 1001332783 | AK60536 | -32.2634 | 150.8887 | 1 | CS | 2 | Standard
3366 | 113538657 | 1001332738 | AK60535 | -32.264 | 150.8885 | 1 | CS | 2 | Standard
3367 | 113538647 | 1001332734 | AK60534 | -32.2642 | 150.8885 | 1 | CS | 2 | Standard
3368 | 113538642 | 1001332730 | AK60533 | -32.2643 | 150.8885 | 1 | CS | 4 | Standard
3369 | 113538667 | 1001332771 | AK60547 | -32.2636 | 150.8889 | 1 | CS | 2 | Standard
3370 | 113533732 | 1001332767 | AK60546 | -32.2638 | 150.8889 | 1 | CS | 4 | Standard
3371 | 113538652 | 1001332763 | AK60545 | -32.2642 | 150.8888 | 1 | CS | 2 | Standard
3372 | 113538637 | 1001332866 | AK60523 | -32.2645 | 150.8888 | 1 | CS | 2 | Standard
3373 | 113538627 | 1001332862 | AK60522 | -32.2648 | 150.8887 | 1 | CS | 4 | Standard
3374 | 113538607 | 1001332859 | AK60521 | -32.265 | 150.8887 | 1 | CS | 4 | Standard
3375 | 113538632 | 1001332722 | AK60531 | -32.2645 | 150.8885 | 1 | CS | 4 | Standard
3376 | 113538622 | 1001332759 | AK60530 | -32.2648 | 150.8884 | 1 | CS | 4 | Standard
3377 | 113538617 | 1001332755 | AK60529 | -32.2649 | 150.8884 | 1 | CS | 4 | Standard
3378 | 113538612 | 1001332751 | AK60528 | -32.265 | 150.8884 | 1 | CS | 4 | Standard
3379 | 113538587 | 1001332742 | AK60526 | -32.2653 | 150.8882 | 1 | CS | 4 | Standard
3380 | 113538602 | 1001332855 | AK60519 | -32.2653 | 150.8886 | 1 | CS | 2 | Standard
3381 | 113538817 | 1001332746 | AK60527 | -32.2653 | 150.8883 | 1 | CS | 4 | Standard
3382 | 113538582 | 1001332805 | AK60525 | -32.2652 | 150.8881 | 1 | CS | 4 | Standard
3383 | 113538592 | 1001332887 | AK60517 | -32.2655 | 150.8897 | 1 | CS | 4 | Standard
3384 | 113538597 | 1001332850 | AK60518 | -32.2654 | 150.8893 | 1 | CS | 4 | Standard
3385 | 113539057 | 1001332825 | AK60511 | -32.2666 | 150.8899 | 1 | CS | 4 | Standard
3386 | 113538872 | 1001332734 | AK60534 | -32.2683 | 150.8862 | 1 | CS | 4 | Standard
3387 | 113538877 | 1001333642 | AK60585 | -32.2681 | 150.8865 | 1 | CS | 4 | Standard
3388 | 1438492 | 1001333611 | IR83002 | -32.769 | 151.6317 | 1 | CS | 1 | Preformed
3389 | 114897916 | 1003158205 | IR70659 | -32.7618 | 151.5949 | 2 | CS | 1 | Comms
3390 | 231876 | 1001323157 | IR76001 | -32.7622 | 151.5926 | 1 | CS | 2 | Standard
3391 | 107291144 | 1003137489 | IR70656 | -32.7608 | 151.5976 | 2 | CS | 1 | Comms
3392 | 107291093 | 1003137490 | IR70657 | -32.7608 | 151.5977 | 2 | CS | 1 | Comms
3393 | 104725616 | 1003137491 | IR70658 | -32.7627 | 151.5989 | 2 | Not CS | 0 | Comms
3394 | 1326847 | 1001329676 | HR50702 | -32.7283 | 151.5441 | 1 | CS | 2 | Standard
3395 | 1326846 | 1001329671 | HR50701 | -32.7283 | 151.5431 | 1 | CS | 2 | Standard
3396 | 295288092 | 1001323152 | HR43000 | -32.7316 | 151.5525 | 1 | CS | 3 | Standard
3397 | 1734779 | 1001921304 | HR60119 | -32.7323 | 151.5534 | 2 | CS | 1 | Comms
3398 | 104824504 | 1001921286 | HR60118 | -32.7322 | 151.5523 | 2 | CS | 1 | Comms
3399 | 100397061 | 1001892700 | HR60114 | -32.732 | 151.5515 | 2 | Not CS | 0 | Comms
3400 | 109755164 | 1001921325 | FR20089 | -32.7122 | 151.3276 | 2 | CS | 3 | Comms
3401 | 78883894 | 1003211418 | NR50101 | -32.7362 | 152.002 | 1 | CS | 1 | Unknown
3402 | 97998449 | 1001884364 | KR90061 | -32.7614 | 151.8649 | 1 | CS | 1 | Unknown
3403 | 97689163 | 1001884363 | KR90060 | -32.7621 | 151.8652 | 1 | CS | 1 | Unknown
3404 | 97695123 | 1001884362 | KR90059 | -32.7623 | 151.8649 | 1 | CS | 1 | Unknown
3405 | 97670825 | 1001884361 | KR90058 | -32.7624 | 151.865 | 1 | CS | 1 | Unknown
3406 | 1021982 | 1001333234 | JS34000 | -32.7828 | 151.7429 | 1 | CS | 1 | Unknown
3407 | 112824292 | 1003141972 | JS50018 | -32.8087 | 151.7318 | 1 | CS | 2 | Unknown
3408 | 112824312 | 1003141973 | JS50019 | -32.8087 | 151.7319 | 1 | CS | 1 | Unknown
3409 | 1322552 | 1001333442 | JS90601 | -32.8156 | 151.7662 | 1 | CS | 1 | Unknown
3410 | 2224303 | 1003137477 | JS60016 | -32.8153 | 151.7647 | 1 | CS | 1 | Unknown
3411 | 2224304 | 1003137478 | JS60017 | -32.8147 | 151.7645 | 1 | CS | 1 | Unknown
3412 | 104667016 | 1001901115 | KT40037 | -32.8825 | 151.7769 | 2 | CS | 1 | Comms
3413 | 104668110 | 1001901139 | KT40039 | -32.8825 | 151.7938 | 2 | CS | 1 | Comms
3414 | 104679316 | 1001901131 | KT70025 | -32.8835 | 151.7942 | 2 | CS | 1 | Comms
3415 | 104671671 | 1001901130 | KT70024 | -32.8842 | 151.7918 | 2 | CS | 1 | Comms
3416 | 104680077 | 1001901132 | KT70026 | -32.8865 | 151.7936 | 2 | CS | 1 | Comms
3417 | 104667974 | 1001901118 | KT70022 | -32.8847 | 151.7836 | 2 | CS | 1 | Comms
3418 | 104718786 | 1001901129 | KT70023 | -32.8845 | 151.7891 | 1 | CS | 2 | Standard
3419 | 104666059 | 1001901114 | KT40036 | -32.8824 | 151.775 | 2 | CS | 1 | Comms
3420 | 104698919 | 1001901112 | JT60032 | -32.8797 | 151.7692 | 2 | CS | 1 | Comms
3421 | 104654092 | 1001901113 | JT60031 | -32.881 | 151.7705 | 2 | CS | 1 | Comms
3422 | 2559273 | 1003274575 | JT90225 | -32.8976 | 151.752 | 2 | CS | 1 | Comms
3423 | 2559274 | 1003274576 | JT90226 | -32.8999 | 151.7528 | 2 | CS | 1 | Comms
3424 | 2559278 | 1003274580 | JT90244 | -32.9044 | 151.7563 | 2 | CS | 1 | Comms
3425 | 2559275 | 1003274577 | JT90241 | -32.9016 | 151.7528 | 2 | CS | 1 | Comms
3426 | 2559277 | 1003274579 | JT90243 | -32.9042 | 151.7547 | 2 | CS | 1 | Comms
3427 | 2559276 | 1003274578 | JT90242 | -32.9032 | 151.7531 | 2 | CS | 1 | Comms
3428 | 2559279 | 1003274581 | JT90245 | -32.9046 | 151.7573 | 2 | CS | 1 | Comms
3429 | 2559280 | 1003274582 | JT90246 | -32.9048 | 151.7587 | 2 | CS | 1 | Comms
3430 | 2559283 | 1003274643 | JU31460 | -32.9075 | 151.7597 | 2 | CS | 1 | Comms
3431 | 2559284 | 1003274644 | JU31461 | -32.9089 | 151.7595 | 2 | CS | 1 | Comms
3432 | 2559286 | 1003274645 | JU31462 | -32.909 | 151.7598 | 2 | CS | 1 | Comms
3433 | 2559285 | 1003274646 | JU31467 | -32.9111 | 151.7591 | 2 | CS | 1 | Comms
3434 | 133117 | 1001321749 | JU32807 | -32.9124 | 151.7588 | 1 | CS | 2 | Standard
3435 | 2559289 | 1003274647 | JU31475 | -32.9125 | 151.7587 | 2 | CS | 1 | Comms
3436 | 133119 | 1001321887 | JU32808 | -32.9125 | 151.759 | 1 | CS | 2 | Standard
3437 | 104680195 | 1001901141 | KT70027 | -32.9013 | 151.7852 | 2 | CS | 1 | Comms
3438 | 104712829 | 1001901142 | KT70028 | -32.9016 | 151.785 | 2 | CS | 1 | Comms
3439 | 113534277 | 1003155897 | KT70039 | -32.9018 | 151.7849 | 1 | CS | 1 | Preformed
3440 | 295288440 | 1001333156 | KU16001 | -32.9277 | 151.7811 | 1 | CS | 1 | Standard
3441 | 295289136 | 1001223846 | KU16002 | -32.9278 | 151.781 | 1 | CS | 1 | Standard
3442 | 295288791 | 1001333173 | KU43009 | -32.9284 | 151.7847 | 1 | CS | 1 | Standard
3443 | 1219496 | 1001333168 | KU43013 | -32.9293 | 151.7828 | 1 | CS | 2 | Standard
3444 | 2559291 | 1003274682 | JU31477 | -32.9172 | 151.7573 | 2 | CS | 1 | Comms
3445 | 2559290 | 1003274681 | JU31476 | -32.9174 | 151.7593 | 2 | CS | 1 | Comms
3446 | 2559292 | 1003274683 | JU31478 | -32.9199 | 151.7568 | 2 | CS | 1 | Comms
3447 | 2559293 | 1003274735 | JU31489 | -32.9211 | 151.7566 | 2 | CS | 1 | Comms
3448 | 2559295 | 1003274685 | JU31481 | -32.9225 | 151.7561 | 2 | CS | 1 | Comms
3449 | 2559294 | 1003274684 | JU31479 | -32.9225 | 151.7563 | 2 | CS | 1 | Comms
3450 | 2559297 | 1003274695 | JU31483 | -32.9247 | 151.7549 | 2 | CS | 1 | Comms
3451 | 118127502 | 1001323012 | JU32821 | -32.9237 | 151.7564 | 1 | CS | 1 | Standard
3452 | 2559296 | 1003274686 | JU31482 | -32.9241 | 151.7556 | 2 | CS | 1 | Comms
3453 | 2559298 | 1003274697 | JU31484 | -32.9258 | 151.7566 | 2 | CS | 1 | Comms
3454 | 2559302 | 1003274712 | JU60151 | -32.9283 | 151.7676 | 2 | CS | 1 | Comms
3455 | 2559303 | 1003274713 | JU60152 | -32.9284 | 151.7685 | 2 | CS | 1 | Comms
3456 | 1344022 | 1001331201 | KU43014 | -32.9293 | 151.7757 | 1 | Not CS | 0 | Standard
3457 | 1429902 | 1001333175 | KU43015 | -32.9295 | 151.7773 | 1 | CS | 1 | Standard
3458 | 231878 | 1001331238 | KU43002 | -32.9298 | 151.775 | 1 | CS | 2 | Standard
3459 | 231877 | 1001331233 | KU43001 | -32.9299 | 151.775 | 1 | CS | 2 | Standard
3460 | 1429904 | 1001333164 | KU43017 | -32.9301 | 151.7757 | 1 | CS | 2 | Standard
3461 | 657011 | 1001331243 | KU43005 | -32.9302 | 151.7755 | 1 | CS | 2 | Standard
3462 | 1429903 | 1001333161 | KU43016 | -32.9313 | 151.7751 | 1 | CS | 1 | Standard
3463 | 133124 | 1001333147 | JU69021 | -32.9341 | 151.7694 | 1 | CS | 3 | Standard
3464 | 133125 | 1001333152 | JU69022 | -32.9343 | 151.7692 | 1 | CS | 1 | Standard
3465 | 133123 | 1001333143 | JU69020 | -32.9342 | 151.7691 | 1 | CS | 1 | Standard
3466 | 657010 | 1001331249 | KU43012 | -32.9349 | 151.772 | 1 | CS | 2 | Standard
3467 | 2559299 | 1003274698 | JU31486 | -32.927 | 151.7593 | 2 | CS | 1 | Comms
3468 | 2559300 | 1003274699 | JU31487 | -32.9277 | 151.7626 | 2 | CS | 1 | Comms
3469 | 2559301 | 1003274700 | JU31488 | -32.9281 | 151.7652 | 2 | CS | 1 | Comms
3470 | 2559240 | 1003273005 | JT80778 | -32.896 | 151.7094 | 2 | CS | 1 | Comms
3471 | 2559239 | 1003273006 | JT80779 | -32.8963 | 151.7078 | 2 | CS | 1 | Comms
3472 | 2559238 | 1003273014 | JT70476 | -32.8961 | 151.7057 | 2 | CS | 1 | Comms
3473 | 2559236 | 1003273025 | JT70479 | -32.8956 | 151.7007 | 2 | CS | 1 | Comms
3474 | 2559237 | 1003273015 | JT70477 | -32.8954 | 151.7028 | 2 | CS | 1 | Comms
3475 | 2486228 | 1003273016 | JT70478 | -32.8956 | 151.7031 | 2 | CS | 1 | Comms
3476 | 2559235 | 1003273026 | JT70481 | -32.8961 | 151.698 | 2 | CS | 1 | Comms
3477 | 2559232 | 1003273030 | JT70485 | -32.8956 | 151.6947 | 2 | CS | 1 | Comms
3478 | 2559233 | 1003273028 | JT70483 | -32.8957 | 151.6955 | 2 | CS | 1 | Comms
3479 | 2559234 | 1003273027 | JT70482 | -32.8963 | 151.6955 | 2 | CS | 1 | Comms
3480 | 2559231 | 1003273031 | JT70486 | -32.8961 | 151.6931 | 2 | CS | 1 | Comms
3481 | 2559230 | 1003273032 | JT70488 | -32.8962 | 151.6931 | 2 | CS | 1 | Comms
3482 | 2559229 | 1003273033 | JT70489 | -32.8961 | 151.6922 | 2 | CS | 1 | Comms
3483 | 2559228 | 1003273029 | JT70484 | -32.8973 | 151.6917 | 2 | CS | 1 | Comms
3484 | 295354208 | 1003272097 | IT90553 | -32.894 | 151.6722 | 2 | CS | 1 | Comms
3485 | 112562568 | 1003145939 | JT70338 | -32.8976 | 151.6756 | 2 | CS | 1 | Comms
3486 | 1116442 | 1001333453 | IT96001 | -32.89 | 151.6638 | 1 | CS | 1 | Sheath Pit
3487 | 1116443 | 1001333453 | IT96001 | -32.8896 | 151.6628 | 1 | CS | 1 | Sheath Pit
3488 | 2559272 | 1003274574 | JT90224 | -32.8955 | 151.751 | 2 | CS | 1 | Comms
3489 | 2559270 | 1003274572 | JT90172 | -32.8933 | 151.7468 | 2 | CS | 1 | Comms
3490 | 2559271 | 1003274573 | JT90174 | -32.8947 | 151.7487 | 2 | CS | 1 | Comms
3491 | 2559265 | 1003274545 | JT80848 | -32.8886 | 151.7386 | 2 | CS | 1 | Comms
3492 | 2559262 | 1003274542 | JT80844 | -32.8877 | 151.7352 | 2 | CS | 1 | Comms
3493 | 2559261 | 1003274541 | JT80843 | -32.8879 | 151.7352 | 2 | CS | 1 | Comms
3494 | 2559263 | 1003274543 | JT80845 | -32.8878 | 151.7359 | 2 | CS | 1 | Comms
3495 | 2559264 | 1003274544 | JT80847 | -32.8879 | 151.7359 | 2 | CS | 1 | Comms
3496 | 2559266 | 1003274568 | JT90138 | -32.891 | 151.7405 | 2 | CS | 1 | Comms
3497 | 2559267 | 1003274569 | JT90139 | -32.891 | 151.7405 | 2 | CS | 1 | Comms
3498 | 2559268 | 1003274570 | JT90140 | -32.8913 | 151.7423 | 2 | CS | 1 | Comms
3499 | 2559269 | 1003274571 | JT90171 | -32.8917 | 151.7449 | 2 | CS | 1 | Comms
3500 | 2554941 | 1003211304 | JT50268 | -32.8768 | 151.7141 | 2 | CS | 1 | Comms
3501 | 2554934 | 1003210953 | JT80758 | -32.8872 | 151.7205 | 1 | CS | 1 | Sheath Pit
3502 | 2554935 | 1003210952 | JT80756 | -32.8876 | 151.7201 | 1 | CS | 1 | Sheath Pit
3503 | 2554933 | 1003210950 | JT80753 | -32.8882 | 151.7198 | 2 | CS | 1 | Comms
3504 | 2559252 | 1003274532 | JT80796 | -32.8888 | 151.7253 | 2 | CS | 1 | Comms
3505 | 2559253 | 1003274533 | JT80797 | -32.889 | 151.7257 | 2 | CS | 1 | Comms
3506 | 2559254 | 1003274535 | JT80799 | -32.8883 | 151.7265 | 2 | CS | 1 | Comms
3507 | 2559256 | 1003274537 | JT80834 | -32.8884 | 151.7276 | 2 | CS | 1 | Comms
3508 | 2559257 | 1003274536 | JT80800 | -32.8886 | 151.7274 | 2 | CS | 1 | Comms
3509 | 2559255 | 1003274534 | JT80798 | -32.8887 | 151.7272 | 2 | CS | 1 | Comms
3510 | 2559251 | 1003274531 | JT80795 | -32.8899 | 151.7242 | 2 | CS | 1 | Comms
3511 | 2554940 | 1003211303 | JT80762 | -32.8884 | 151.7233 | 2 | CS | 1 | Comms
3512 | 2554943 | 1003211302 | JT80761 | -32.8895 | 151.7235 | 2 | CS | 1 | Comms
3513 | 2559250 | 1003274530 | JT80794 | -32.8909 | 151.7232 | 2 | CS | 1 | Comms
3514 | 2559288 | 1003274528 | JT80793 | -32.891 | 151.7233 | 2 | CS | 1 | Comms
3515 | 2554936 | 1003211301 | JT80760 | -32.8908 | 151.7222 | 2 | CS | 1 | Comms
3516 | 2554932 | 1003210951 | JT80754 | -32.8899 | 151.7201 | 2 | CS | 1 | Comms
3517 | 2554942 | 1003211300 | JT80759 | -32.8912 | 151.7218 | 2 | Not CS | 0 | Comms
3518 | 2554930 | 1003210953 | JT80758 | -32.8913 | 151.7208 | 1 | CS | 1 | Sheath Pit
3519 | 2554937 | 1003210952 | JT80756 | -32.8914 | 151.7204 | 1 | CS | 1 | Sheath Pit
3520 | 2559259 | 1003274539 | JT80841 | -32.887 | 151.7299 | 2 | CS | 1 | Comms
3521 | 2559258 | 1003274538 | JT80840 | -32.8867 | 151.728 | 2 | CS | 1 | Comms
3522 | 91818001 | 1003274824 | JT80850 | -32.8874 | 151.7318 | 1 | CS | 1 | Preformed
3523 | 2559260 | 1003274540 | JT80842 | -32.8874 | 151.7317 | 2 | CS | 1 | Comms
3524 | 2366022 | 1003274822 | JT80849 | -32.8924 | 151.7298 | 2 | CS | 1 | Comms
3525 | 2559247 | 1003274494 | JT80788 | -32.8917 | 151.7204 | 2 | CS | 1 | Comms
3526 | 2554939 | 1003189425 | JT80726 | -32.8915 | 151.7213 | 2 | CS | 1 | Comms
3527 | 2559248 | 1003189424 | JT80728 | -32.8916 | 151.7215 | 2 | CS | 1 | Comms
3528 | 2559249 | 1003274495 | JT80790 | -32.8919 | 151.7224 | 2 | CS | 1 | Comms
3529 | 1103560 | 1001333726 | JT86010 | -32.897 | 151.7243 | 1 | CS | 2 | Standard
3530 | 107275932 | 1001910435 | JT80725 | -32.8932 | 151.714 | 2 | CS | 1 | Comms
3531 | 2486229 | 1003272988 | JT80772 | -32.8944 | 151.7153 | 2 | CS | 1 | Comms
3532 | 2559246 | 1003274493 | JT80787 | -32.8923 | 151.7189 | 2 | CS | 1 | Comms
3533 | 2559245 | 1003274492 | JT80785 | -32.8934 | 151.7178 | 2 | CS | 1 | Comms
3534 | 2559244 | 1003274491 | JT80781 | -32.8936 | 151.7184 | 2 | CS | 1 | Comms
3535 | 106803919 | 1001908736 | JT80724 | -32.8946 | 151.7144 | 2 | CS | 1 | Comms
3536 | 2559243 | 1003272989 | JT80774 | -32.8945 | 151.7153 | 2 | CS | 1 | Comms
3537 | 2559242 | 1003273003 | JT80775 | -32.8951 | 151.7127 | 2 | CS | 1 | Comms
3538 | 1103562 | 1001333832 | JT86011 | -32.8998 | 151.7278 | 1 | CS | 1 | Standard
3539 | 1103565 | 1001321057 | JU28003 | -32.9069 | 151.7362 | 1 | CS | 2 | Standard
3540 | 118127488 | 1001321733 | JU32802 | -32.9083 | 151.7397 | 1 | Not CS | 0 | Standard
3541 | 118127485 | 1001321728 | JU32801 | -32.9107 | 151.7424 | 1 | CS | 1 | Standard
3542 | 118127487 | 1001321739 | JU32803 | -32.9136 | 151.7437 | 1 | CS | 1 | Standard
3543 | 118127486 | 1001321743 | JU32804 | -32.9166 | 151.747 | 1 | CS | 1 | Standard
3544 | 118127484 | 1001323037 | JU32813 | -32.9175 | 151.7472 | 1 | CS | 1 | Standard
3545 | 118127489 | 1001323027 | JU32809 | -32.9181 | 151.7435 | 1 | CS | 1 | Standard
3546 | 118127490 | 1001323032 | JU32810 | -32.9214 | 151.7423 | 1 | CS | 1 | Standard
3547 | 118127493 | 1001323002 | JU32816 | -32.9253 | 151.7418 | 1 | CS | 1 | Standard
3548 | 118127491 | 1001323050 | JU32815 | -32.9271 | 151.7396 | 1 | CS | 1 | Standard
3549 | 657005 | 1001333626 | JU69013 | -32.9355 | 151.7495 | 1 | CS | 1 | Standard
3550 | 118127492 | 1001321087 | JU28010 | -32.9275 | 151.7367 | 1 | CS | 1 | Standard
3551 | 118127494 | 1001332915 | JU56903 | -32.9321 | 151.7358 | 1 | CS | 1 | Standard
3552 | 657004 | 1001333623 | JU69009 | -32.9368 | 151.7444 | 1 | CS | 1 | Standard
3553 | 657002 | 1001332922 | JU56911 | -32.9351 | 151.7369 | 1 | Not CS | 0 | Standard
3554 | 113534272 | 1003272441 | JU50296 | -32.9352 | 151.737 | 2 | CS | 1 | Comms
3555 | 113534267 | 1003272440 | JU50295 | -32.9353 | 151.737 | 2 | CS | 1 | Comms
3556 | 113534362 | 1003272439 | JU50294 | -32.9354 | 151.7372 | 2 | CS | 1 | Comms
3557 | 113534262 | 1003272444 | JU50297 | -32.9356 | 151.737 | 2 | CS | 1 | Comms
3558 | 113536497 | 1003207134 | JU50275 | -32.9351 | 151.7364 | 1 | CS | 1 | Preformed
3559 | 657003 | 1001333581 | JU69008 | -32.9358 | 151.7418 | 1 | CS | 1 | Standard
3560 | 113534367 | 1003272445 | JU50298 | -32.936 | 151.7369 | 2 | CS | 1 | Comms
3561 | 2224297 | 1003145940 | JT70362 | -32.9009 | 151.6833 | 2 | CS | 1 | Comms
3562 | 2224300 | 1003162338 | JT70404 | -32.9013 | 151.6839 | 2 | CS | 1 | Comms
3563 | 2224298 | 1003162337 | JT70392 | -32.9029 | 151.6832 | 2 | Not CS | 0 | Comms
3564 | 2559225 | 1003155836 | JT70374 | -32.901 | 151.6877 | 2 | CS | 2 | Comms
3565 | 2559287 | 1003155835 | JT70387 | -32.901 | 151.6877 | 2 | CS | 1 | Comms
3566 | 2559224 | 1003155837 | JT70373 | -32.9011 | 151.6881 | 2 | CS | 2 | Comms
3567 | 75599122 | 1003272013 | JU70321 | -32.9592 | 151.6936 | 2 | CS | 1 | Comms
3568 | 75988746 | 1003272012 | JU70320 | -32.9594 | 151.6941 | 2 | CS | 4 | Comms
3569 | 274823 | 1001333199 | JU75002 | -32.9634 | 151.6939 | 1 | CS | 2 | Standard
3570 | 2915632 | 1003272471 | JU70322 | -32.9594 | 151.6951 | 2 | CS | 4 | Comms
3571 | 2584989 | 1003272474 | JU70325 | -32.9607 | 151.6976 | 2 | CS | 4 | Comms
3572 | 2584988 | 1003272473 | JU70324 | -32.961 | 151.6965 | 2 | CS | 4 | Comms
3573 | 2584990 | 1003272475 | JU70326 | -32.9602 | 151.6979 | 2 | CS | 2 | Comms
3574 | 274821 | 1001333195 | JU75001 | -32.9635 | 151.6946 | 1 | CS | 2 | Standard
3575 | 657007 | 1001333630 | JU69014 | -32.9383 | 151.7513 | 1 | CS | 1 | Standard
3576 | 657008 | 1001333634 | JU69018 | -32.9388 | 151.7576 | 1 | CS | 1 | Standard
3577 | 2554946 | 1002433457 | JV10358 | -32.9896 | 151.6953 | 2 | CS | 4 | Comms
3578 | 2572108 | 1002433456 | JV10357 | -32.9895 | 151.6954 | 2 | CS | 4 | Comms
3579 | 657009 | 1001333638 | JU69024 | -32.9393 | 151.7673 | 1 | CS | 1 | Standard
3580 | 120235 | 1001333206 | JV48002 | -33.0132 | 151.6844 | 1 | CS | 4 | Standard
3581 | 17183 | 1001333203 | JV48001 | -33.0133 | 151.6843 | 1 | CS | 2 | Standard
3582 | 113534287 | 1003272431 | JV40084 | -33.018 | 151.6859 | 2 | CS | 1 | Comms
3583 | 116788422 | 1003181027 | HS40171 | -32.8075 | 151.5004 | 2 | CS | 1 | Comms
3584 | 116788379 | 1003181026 | HS40170 | -32.8078 | 151.5 | 2 | CS | 1 | Comms
3585 | 116791856 | 1003181028 | HS40172 | -32.8073 | 151.4995 | 2 | CS | 1 | Comms
3586 | 472342 | 1001319798 | IS56002 | -32.7997 | 151.6379 | 1 | CS | 2 | Standard
3587 | 472341 | 1001319744 | IS56001 | -32.7996 | 151.6377 | 1 | CS | 1 | Standard
3588 | 472343 | 1001319803 | IS56003 | -32.7999 | 151.6379 | 1 | CS | 2 | Standard
3589 | 74269492 | 1003155842 | IT90508 | -32.8878 | 151.653 | 2 | CS | 2 | Comms
3590 | 74694481 | 1003155849 | IU11344 | -32.9258 | 151.5906 | 2 | CS | 1 | Comms
3591 | 74694520 | 1003155850 | IU11343 | -32.9268 | 151.5911 | 2 | CS | 1 | Comms
3592 | 113494773 | 1003155844 | IU40025 | -32.9359 | 151.5827 | 2 | CS | 1 | Comms
3593 | 113494877 | 1003155847 | IU40026 | -32.9351 | 151.584 | 2 | CS | 1 | Comms
3594 | 107134587 | 1001910431 | HU60017 | -32.9323 | 151.5668 | 2 | CS | 1 | Comms
3595 | 2696636 | 1001910434 | HU60039 | -32.9312 | 151.5617 | 2 | CS | 1 | Comms
3596 | 107084042 | 1001910432 | HU60037 | -32.9341 | 151.5662 | 2 | CS | 1 | Comms
3597 | 107124716 | 1001910433 | HU60038 | -32.9342 | 151.5661 | 2 | CS | 1 | Comms
3598 | 75524755 | 1001873719 | HV60198 | -33.0088 | 151.5781 | 1 | CS | 2 | Preformed
3599 | 93124132 | 1001873725 | HV60199 | -33.0051 | 151.5583 | 1 | CS | 4 | Preformed
3600 | 206112 | 1001333214 | IV46000 | -33.013 | 151.5961 | 1 | CS | 4 | Standard
3601 | 113534647 | 1003157626 | SW60042 | -33.0644 | 151.6513 | 2 | CS | 4 | Comms
3602 | 113534637 | 1003244038 | SW60048 | -33.0665 | 151.6512 | 1 | CS | 4 | Preformed
3603 | 113534667 | 1003157627 | SW50032 | -33.085 | 151.6409 | 1 | CS | 1 | Preformed
3604 | 274820 | 1001333210 | SW86000 | -33.0917 | 151.637 | 1 | CS | 2 | Standard
3605 | 113535227 | 1003155873 | HV90117 | -33.0288 | 151.5585 | 1 | CS | 4 | Preformed
3606 | 113535222 | 1003155872 | HV90116 | -33.0323 | 151.5593 | 1 | CS | 1 | Preformed
3607 | 2791103 | 1003213981 | OR60840 | -32.7323 | 152.1345 | 1 | CS | 1 | Unknown
3608 | 2825455 | 1003213982 | OR60841 | -32.7316 | 152.1353 | 1 | CS | 1 | Unknown
3609 | 2825453 | 1003214563 | OR60844 | -32.7317 | 152.1352 | 1 | CS | 1 | Unknown
3610 | 2825454 | 1003214562 | OR60843 | -32.7332 | 152.1343 | 1 | CS | 1 | Unknown
3611 | 2825456 | 1003214561 | OR60842 | -32.7347 | 152.1332 | 1 | CS | 2 | Unknown
3612 | 2791102 | 1003213980 | OR60839 | -32.7346 | 152.1328 | 1 | CS | 1 | Unknown
3613 | 214700 | 1001325777 | BU20002 | -33.2407 | 151.5032 | 1 | CS | 2 | Standard
3614 | 158878 | 1001325877 | BU20001 | -33.2404 | 151.5043 | 1 | CS | 2 | Standard
3615 | 96478156 | 1001877531 | BU50073 | -33.2094 | 151.5381 | 1 | CS | 4 | Preformed
3616 | 96478159 | 1001877528 | BU50072 | -33.2094 | 151.5379 | 1 | CS | 2 | Preformed
3617 | 7936 | 1001329684 | TO20001 | -33.2638 | 151.5404 | 1 | CS | 3 | Standard
3618 | 7937 | 1001329679 | TO20002 | -33.2635 | 151.5399 | 1 | CS | 4 | Standard
3619 | 7930 | 1001329691 | TO20004 | -33.2646 | 151.541 | 1 | CS | 3 | Standard
3620 | 7931 | 1001329696 | TO20005 | -33.2647 | 151.5407 | 1 | CS | 3 | Standard
3621 | 7932 | 1001329701 | TO20006 | -33.265 | 151.5407 | 1 | CS | 4 | Standard
3622 | 7929 | 1001325619 | TO20003 | -33.2653 | 151.5406 | 1 | Not CS | 0 | Standard
3623 | 7935 | 1001329707 | TO20000 | -33.2653 | 151.5403 | 1 | CS | 1 | Standard
3624 | 1069213 | 1001331337 | WY10006 | -33.3046 | 151.4203 | 1 | CS | 1 | Standard
3625 | 7922 | 1001325867 | WY10001 | -33.2819 | 151.4239 | 1 | CS | 4 | Standard
3626 | 17190 | 1001329752 | WY10002 | -33.282 | 151.424 | 1 | CS | 4 | Standard
3627 | 626924 | 1001325872 | WY10003 | -33.2822 | 151.4246 | 1 | CS | 4 | Standard
3628 | 7919 | 1001329647 | WY10004 | -33.2849 | 151.4247 | 1 | CS | 2 | Standard
3629 | 72998 | 1001329653 | WY10005 | -33.2855 | 151.4245 | 1 | CS | 3 | Standard
3630 | 1133618 | 1001325773 | BV20002 | -33.3179 | 151.4253 | 1 | CS | 4 | Standard
3631 | 1133616 | 1001325658 | BV20004 | -33.3188 | 151.4261 | 1 | CS | 4 | Standard
3632 | 1133617 | 1001325761 | BV20001 | -33.3185 | 151.4258 | 1 | CS | 2 | Standard
3633 | 923218 | 1001325614 | BV20003 | -33.321 | 151.4278 | 1 | CS | 4 | Standard
3634 | 2537763 | 1003162560 | BV05535 | -33.3284 | 151.4275 | 2 | CS | 4 | Comms
3635 | 2537764 | 1003162559 | BV05534 | -33.3287 | 151.428 | 2 | CS | 2 | Comms
3636 | 2537761 | 1003162564 | BV05537 | -33.3285 | 151.4248 | 2 | CS | 2 | Comms
3637 | 2537762 | 1003162562 | BV05536 | -33.329 | 151.4255 | 2 | CS | 2 | Comms
3638 | 2537760 | 1003162565 | BV05538 | -33.3288 | 151.4223 | 2 | CS | 4 | Comms
3639 | 2537759 | 1003162566 | BV05539 | -33.3292 | 151.4214 | 2 | CS | 1 | Comms
3640 | 2537765 | 1003162556 | BV05532 | -33.329 | 151.4306 | 2 | CS | 4 | Comms
3641 | 2537766 | 1003162555 | BV05533 | -33.3297 | 151.4313 | 2 | CS | 1 | Comms
3642 | 2537767 | 1003162553 | BV05531 | -33.3303 | 151.4312 | 2 | CS | 4 | Comms
3643 | 2537769 | 1003162524 | BV05529 | -33.3315 | 151.4311 | 2 | CS | 1 | Comms
3644 | 2537768 | 1003162525 | BV05530 | -33.3304 | 151.4303 | 2 | CS | 1 | Comms
3645 | 2537770 | 1003162523 | BV05528 | -33.3331 | 151.4319 | 2 | CS | 1 | Comms
3646 | 2537771 | 1003162522 | BV05527 | -33.335 | 151.4318 | 2 | CS | 4 | Comms
3647 | 2537772 | 1003162521 | BV05526 | -33.337 | 151.4307 | 2 | CS | 1 | Comms
3648 | 2537773 | 1003162520 | BV05525 | -33.3386 | 151.4295 | 2 | CS | 4 | Comms
3649 | 2537774 | 1003162518 | BV05524 | -33.341 | 151.429 | 2 | CS | 4 | Comms
3650 | 2537775 | 1003162517 | BV05523 | -33.3433 | 151.4294 | 2 | CS | 4 | Comms
3651 | 2537776 | 1003162513 | BV05522 | -33.3442 | 151.4288 | 2 | CS | 1 | Comms
3652 | 2537777 | 1003162510 | BV05521 | -33.3466 | 151.4297 | 2 | CS | 4 | Comms
3653 | 2537778 | 1003162508 | BV05520 | -33.3464 | 151.4312 | 2 | CS | 1 | Comms
3654 | 2537779 | 1003162506 | BV05519 | -33.3487 | 151.4315 | 2 | CS | 3 | Comms
3655 | 2537780 | 1003162505 | BV05518 | -33.3506 | 151.4329 | 2 | CS | 1 | Comms
3656 | 2537781 | 1003162494 | BV05517 | -33.3519 | 151.4335 | 2 | CS | 1 | Comms
3657 | 2537782 | 1003162493 | BV05516 | -33.3531 | 151.4342 | 2 | CS | 1 | Comms
3658 | 2537783 | 1003162492 | BV05515 | -33.3546 | 151.4368 | 2 | CS | 1 | Comms
3659 | 2537784 | 1003162491 | BV05514 | -33.3549 | 151.4379 | 2 | CS | 1 | Comms
3660 | 2537785 | 1003162490 | BV05513 | -33.3567 | 151.4386 | 2 | CS | 1 | Comms
3661 | 2537786 | 1003162489 | BV05512 | -33.3585 | 151.4402 | 2 | CS | 1 | Comms
3662 | 2537787 | 1003162488 | BV05511 | -33.3596 | 151.439 | 2 | CS | 1 | Comms
3663 | 2537788 | 1003162487 | BV05509 | -33.3604 | 151.438 | 1 | CS | 1 | Preformed
3664 | 8 | 1001325781 | TE20000 | -33.3393 | 151.498 | 1 | CS | 4 | Standard
3665 | 9 | 1001325793 | TE20001 | -33.3398 | 151.499 | 1 | CS | 1 | Standard
3666 | 10 | 1001325552 | TE20002 | -33.3398 | 151.4987 | 1 | CS | 2 | Standard
3667 | 12 | 1001325610 | TE20003 | -33.3402 | 151.499 | 1 | CS | 1 | Standard
3668 | 13 | 1001325689 | TE20004 | -33.3405 | 151.4987 | 1 | CS | 1 | Standard
3669 | 15 | 1001325663 | TE20006 | -33.3407 | 151.4987 | 1 | CS | 1 | Standard
3670 | 16 | 1001323531 | TE20007 | -33.3407 | 151.4987 | 1 | CS | 1 | Standard
3671 | 14 | 1001325694 | TE20005 | -33.3406 | 151.4987 | 1 | CS | 4 | Standard
3672 | 18 | 1001321396 | TE20009 | -33.3408 | 151.4986 | 1 | CS | 2 | Standard
3673 | 17 | 1001321384 | TE20008 | -33.3407 | 151.4986 | 1 | CS | 1 | Standard
3674 | 19 | 1001321364 | TE20010 | -33.3409 | 151.4985 | 1 | CS | 1 | Standard
3675 | 20 | 1001329712 | TE20011 | -33.341 | 151.4985 | 1 | CS | 1 | Standard
3676 | 21 | 1001321430 | TE20012 | -33.3411 | 151.4984 | 1 | CS | 1 | Standard
3677 | 23 | 1001329717 | TE20014 | -33.3412 | 151.4981 | 1 | CS | 1 | Standard
3678 | 22 | 1001321441 | TE20013 | -33.3411 | 151.4977 | 1 | CS | 1 | Standard
3679 | 24 | 1001325523 | TE20015 | -33.3412 | 151.4982 | 1 | CS | 4 | Standard
3680 | 72999 | 1001329742 | TE20107 | -33.3415 | 151.4983 | 1 | CS | 1 | Standard
3681 | 25 | 1001329722 | TE20016 | -33.3416 | 151.4982 | 1 | CS | 1 | Standard
3682 | 26 | 1001329727 | TE20017 | -33.3417 | 151.4982 | 1 | CS | 1 | Standard
3683 | 27 | 1001329732 | TE20018 | -33.3418 | 151.4981 | 1 | CS | 1 | Standard
3684 | 28 | 1001329737 | TE20019 | -33.3419 | 151.4981 | 1 | CS | 4 | Standard
3685 | 29 | 1001321416 | TE20020 | -33.342 | 151.4981 | 1 | CS | 4 | Standard
3686 | 73000 | 1001319982 | TE20108 | -33.3418 | 151.4984 | 1 | CS | 1 | Standard
3687 | 30 | 1001321270 | TE20021 | -33.342 | 151.4986 | 1 | CS | 1 | Standard
3688 | 39 | 1001329366 | TE20030 | -33.3426 | 151.4993 | 1 | CS | 1 | Standard
3689 | 32 | 1001329336 | TE20023 | -33.3421 | 151.4974 | 1 | CS | 1 | Standard
3690 | 36 | 1001329498 | TE20027 | -33.3424 | 151.4981 | 1 | CS | 1 | Standard
3691 | 33 | 1001321290 | TE20024 | -33.3422 | 151.498 | 1 | CS | 1 | Standard
3692 | 31 | 1001329341 | TE20022 | -33.3421 | 151.498 | 1 | CS | 4 | Standard
3693 | 35 | 1001321295 | TE20026 | -33.3423 | 151.4981 | 1 | CS | 1 | Standard
3694 | 34 | 1001329346 | TE20025 | -33.3423 | 151.4979 | 1 | CS | 4 | Standard
3695 | 41 | 1001329747 | TE20032 | -33.3427 | 151.4979 | 1 | CS | 1 | Standard
3696 | 43 | 1001321314 | TE20034 | -33.3428 | 151.498 | 1 | CS | 2 | Standard
3697 | 42 | 1001321304 | TE20033 | -33.3428 | 151.4978 | 1 | CS | 4 | Standard
3698 | 38 | 1001329356 | TE20029 | -33.3426 | 151.4977 | 1 | CS | 1 | Standard
3699 | 37 | 1001329351 | TE20028 | -33.3426 | 151.4978 | 1 | CS | 1 | Standard
3700 | 40 | 1001329361 | TE20031 | -33.3426 | 151.4977 | 1 | CS | 1 | Standard
3701 | 75 | 1001321525 | TE20066 | -33.3438 | 151.4994 | 1 | CS | 1 | Standard
3702 | 82 | 1001325528 | TE20073 | -33.3441 | 151.4994 | 1 | CS | 1 | Standard
3703 | 104 | 1001325508 | TE20094 | -33.3453 | 151.4956 | 1 | CS | 1 | Standard
3704 | 103 | 1001325503 | TE20093 | -33.3452 | 151.4956 | 1 | CS | 4 | Standard
3705 | 105 | 1001329419 | TE20095 | -33.3454 | 151.4957 | 1 | CS | 1 | Standard
3706 | 110 | 1001329440 | TE20100 | -33.3456 | 151.4954 | 1 | CS | 1 | Standard
3707 | 106 | 1001329424 | TE20096 | -33.3454 | 151.4956 | 1 | CS | 1 | Standard
3708 | 108 | 1001329435 | TE20098 | -33.3455 | 151.4955 | 1 | CS | 1 | Standard
3709 | 107 | 1001329430 | TE20097 | -33.3455 | 151.4956 | 1 | CS | 1 | Standard
3710 | 111 | 1001329445 | TE20101 | -33.3456 | 151.4951 | 1 | CS | 1 | Standard
3711 | 112 | 1001329450 | TE20102 | -33.3458 | 151.4951 | 1 | CS | 1 | Standard
3712 | 7941 | 1001329329 | TE20106 | -33.3432 | 151.4973 | 1 | CS | 1 | Standard
3713 | 63 | 1001329466 | TE20054 | -33.3436 | 151.4964 | 1 | CS | 1 | Standard
3714 | 64 | 1001321510 | TE20055 | -33.3437 | 151.4964 | 1 | CS | 4 | Standard
3715 | 52 | 1001329455 | TE20043 | -33.3433 | 151.4973 | 1 | CS | 4 | Standard
3716 | 56 | 1001321495 | TE20047 | -33.3434 | 151.4972 | 1 | CS | 1 | Standard
3717 | 54 | 1001321633 | TE20045 | -33.3433 | 151.4973 | 1 | CS | 1 | Standard
3718 | 59 | 1001321471 | TE20050 | -33.3436 | 151.4973 | 1 | CS | 4 | Standard
3719 | 62 | 1001321476 | TE20053 | -33.3437 | 151.4973 | 1 | CS | 4 | Standard
3720 | 58 | 1001321462 | TE20049 | -33.3436 | 151.4971 | 1 | CS | 4 | Standard
3721 | 57 | 1001321505 | TE20048 | -33.3435 | 151.4972 | 1 | CS | 4 | Standard
3722 | 68 | 1001329471 | TE20059 | -33.3438 | 151.4969 | 1 | CS | 4 | Standard
3723 | 66 | 1001321552 | TE20057 | -33.3437 | 151.497 | 1 | CS | 4 | Standard
3724 | 70 | 1001321563 | TE20061 | -33.3438 | 151.4972 | 1 | CS | 4 | Standard
3725 | 73 | 1001321520 | TE20064 | -33.3438 | 151.4969 | 1 | CS | 4 | Standard
3726 | 72 | 1001321515 | TE20063 | -33.3438 | 151.4972 | 1 | CS | 1 | Standard
3727 | 81 | 1001321535 | TE20072 | -33.3441 | 151.4974 | 1 | CS | 1 | Standard
3728 | 77 | 1001329388 | TE20068 | -33.3439 | 151.4971 | 1 | CS | 4 | Standard
3729 | 78 | 1001329395 | TE20069 | -33.344 | 151.497 | 1 | CS | 1 | Standard
3730 | 80 | 1001321530 | TE20071 | -33.3441 | 151.4969 | 1 | CS | 1 | Standard
3731 | 74 | 1001329476 | TE20065 | -33.3438 | 151.4967 | 1 | CS | 1 | Standard
3732 | 76 | 1001329481 | TE20067 | -33.3439 | 151.4968 | 1 | CS | 1 | Standard
3733 | 79 | 1001325438 | TE20070 | -33.3441 | 151.4967 | 1 | CS | 4 | Standard
3734 | 60 | 1001329460 | TE20051 | -33.3436 | 151.4963 | 1 | CS | 4 | Standard
3735 | 61 | 1001325412 | TE20052 | -33.3436 | 151.496 | 1 | CS | 4 | Standard
3736 | 69 | 1001325428 | TE20060 | -33.3438 | 151.4963 | 1 | CS | 4 | Standard
3737 | 67 | 1001325423 | TE20058 | -33.3437 | 151.4962 | 1 | CS | 4 | Standard
3738 | 65 | 1001325416 | TE20056 | -33.3437 | 151.4962 | 1 | CS | 4 | Standard
3739 | 71 | 1001325433 | TE20062 | -33.3438 | 151.4963 | 1 | CS | 4 | Standard
3740 | 44 | 1001321593 | TE20035 | -33.3429 | 151.4981 | 1 | CS | 4 | Standard
3741 | 47 | 1001321608 | TE20038 | -33.343 | 151.4981 | 1 | CS | 4 | Standard
3742 | 46 | 1001329313 | TE20037 | -33.343 | 151.4975 | 1 | CS | 4 | Standard
3743 | 7940 | 1001329324 | TE20105 | -33.343 | 151.4975 | 1 | CS | 4 | Standard
3744 | 45 | 1001321603 | TE20036 | -33.343 | 151.4977 | 1 | CS | 4 | Standard
3745 | 49 | 1001321573 | TE20040 | -33.3431 | 151.4977 | 1 | CS | 4 | Standard
3746 | 48 | 1001321613 | TE20039 | -33.343 | 151.4977 | 1 | CS | 1 | Standard
3747 | 51 | 1001321647 | TE20042 | -33.3432 | 151.4976 | 1 | CS | 1 | Standard
3748 | 50 | 1001329319 | TE20041 | -33.3431 | 151.4974 | 1 | CS | 4 | Standard
3749 | 53 | 1001321659 | TE20044 | -33.3433 | 151.4976 | 1 | CS | 4 | Standard
3750 | 55 | 1001321485 | TE20046 | -33.3434 | 151.4975 | 1 | CS | 4 | Standard
3751 | 93 | 1001325473 | TE20084 | -33.3446 | 151.4963 | 1 | CS | 1 | Standard
3752 | 91 | 1001325463 | TE20082 | -33.3445 | 151.4964 | 1 | CS | 1 | Standard
3753 | 92 | 1001325468 | TE20083 | -33.3446 | 151.4963 | 1 | CS | 1 | Standard
3754 | 95 | 1001325483 | TE20086 | -33.3447 | 151.4963 | 1 | CS | 1 | Standard
3755 | 85 | 1001325443 | TE20076 | -33.3442 | 151.4966 | 1 | CS | 4 | Standard
3756 | 83 | 1001329399 | TE20074 | -33.3442 | 151.4969 | 1 | CS | 4 | Standard
3757 | 84 | 1001329404 | TE20075 | -33.3442 | 151.4968 | 1 | CS | 1 | Standard
3758 | 87 | 1001329409 | TE20078 | -33.3443 | 151.4968 | 1 | CS | 1 | Standard
3759 | 86 | 1001325448 | TE20077 | -33.3443 | 151.4966 | 1 | CS | 1 | Standard
3760 | 88 | 1001325453 | TE20079 | -33.3443 | 151.4965 | 1 | CS | 1 | Standard
3761 | 89 | 1001325458 | TE20080 | -33.3444 | 151.4965 | 1 | CS | 4 | Standard
3762 | 98 | 1001329414 | TE20088 | -33.3448 | 151.497 | 1 | CS | 4 | Standard
3763 | 97 | 1001319972 | TE20087 | -33.3448 | 151.4967 | 1 | CS | 1 | Standard
3764 | 90 | 1001319957 | TE20081 | -33.3445 | 151.4966 | 1 | CS | 1 | Standard
3765 | 94 | 1001325478 | TE20085 | -33.3447 | 151.4965 | 1 | CS | 1 | Standard
3766 | 7923 | 1001325518 | TE20103 | -33.3449 | 151.4969 | 1 | CS | 4 | Standard
3767 | 101 | 1001319977 | TE20091 | -33.345 | 151.4968 | 1 | CS | 4 | Standard
3768 | 100 | 1001325493 | TE20090 | -33.345 | 151.497 | 1 | CS | 4 | Standard
3769 | 109 | 1001325513 | TE20099 | -33.3455 | 151.4967 | 1 | CS | 4 | Standard
3770 | 102 | 1001325498 | TE20092 | -33.3451 | 151.4958 | 1 | CS | 4 | Standard
3771 | 99 | 1001325488 | TE20089 | -33.345 | 151.4959 | 1 | CS | 1 | Standard
3772 | 7938 | 1001223881 | TE20104 | -33.3462 | 151.494 | 1 | CS | 3 | Standard
3773 | 2473344 | 1003205057 | BV05573 | -33.3698 | 151.4737 | 2 | CS | 4 | Comms
3774 | 113536842 | 1003205056 | BV05574 | -33.3697 | 151.4735 | 2 | CS | 4 | Comms
3775 | 114 | 1001325533 | BV20007 | -33.3787 | 151.4748 | 1 | CS | 2 | Standard
3776 | 115 | 1001325537 | BV20008 | -33.3788 | 151.4756 | 1 | CS | 2 | Standard
3777 | 116 | 1001325542 | BV20009 | -33.3789 | 151.4763 | 1 | CS | 2 | Standard
3778 | 117 | 1001325547 | BV20010 | -33.3789 | 151.4766 | 1 | CS | 4 | Standard
3779 | 113 | 1001325678 | BV20006 | -33.3743 | 151.4563 | 1 | CS | 4 | Standard
3780 | 83550129 | 1001904411 | OU02753 | -33.3493 | 151.3706 | 2 | CS | 4 | Comms
3781 | 83550122 | 1001904410 | OU02752 | -33.3493 | 151.3711 | 2 | CS | 1 | Comms
3782 | 89223084 | 1001904412 | OU02754 | -33.3488 | 151.369 | 2 | CS | 4 | Comms
3783 | 89223081 | 1001904413 | OU02755 | -33.3488 | 151.3689 | 2 | CS | 4 | Comms
3784 | 1185145 | 1001325069 | OU10002 | -33.3528 | 151.37 | 1 | CS | 1 | Unknown
3785 | 1185144 | 1001325104 | OU10001 | -33.3552 | 151.3697 | 1 | CS | 1 | Unknown
3786 | 923217 | 1001325699 | BV20005 | -33.3376 | 151.3921 | 1 | CS | 4 | Standard
3787 | 7 | 1001325847 | BV20000 | -33.3288 | 151.4087 | 1 | CS | 1 | Standard
3788 | 118128173 | 1001325762 | GO30002 | -33.419 | 151.35 | 1 | CS | 4 | Standard
3789 | 113534522 | 1003211369 | GO10783 | -33.4317 | 151.3759 | 2 | CS | 1 | Comms
3790 | 113534532 | 1003211371 | GO10785 | -33.4326 | 151.3773 | 2 | CS | 4 | Comms
3791 | 113534527 | 1003211370 | GO10784 | -33.4328 | 151.3769 | 2 | CS | 1 | Comms
3792 | 113534537 | 1003211367 | GO10782 | -33.4303 | 151.3677 | 2 | CS | 1 | Comms
3793 | 113534512 | 1003211341 | GO10780 | -33.4216 | 151.3333 | 2 | CS | 4 | Comms
3794 | 113534517 | 1003211340 | GO10779 | -33.4214 | 151.3315 | 2 | CS | 1 | Comms
3795 | 412224 | 1001325802 | GO30015 | -33.4213 | 151.3431 | 1 | CS | 4 | Standard
3796 | 412225 | 1001325806 | GO30016 | -33.4218 | 151.3417 | 1 | CS | 1 | Standard
3797 | 118125096 | 1001329487 | GO30019 | -33.4227 | 151.3428 | 1 | CS | 1 | Standard
3798 | 118125099 | 1001325711 | GO30020 | -33.4229 | 151.3428 | 1 | CS | 4 | Standard
3799 | 121 | 1001325666 | GO30003 | -33.4229 | 151.3426 | 1 | CS | 1 | Standard
3800 | 113534542 | 1003211343 | GO10781 | -33.4223 | 151.3439 | 2 | CS | 1 | Comms
3801 | 82757142 | 1001811361 | GO10549 | -33.4236 | 151.3438 | 9 | CS | 1 | Vault
3802 | 1421316 | 1001323346 | GO30071 | -33.4236 | 151.3426 | 1 | CS | 1 | Preformed
3803 | 1421315 | 1001323341 | GO30070 | -33.4237 | 151.3426 | 1 | CS | 4 | Preformed
3804 | 1421314 | 1001323331 | GO30069 | -33.4238 | 151.3426 | 1 | CS | 4 | Preformed
3805 | 118125091 | 1001329492 | GO30018 | -33.4232 | 151.3427 | 1 | CS | 4 | Standard
3806 | 1421318 | 1001323376 | GO30073 | -33.4245 | 151.3425 | 1 | CS | 4 | Preformed
3807 | 1421319 | 1001323411 | GO30074 | -33.4245 | 151.3424 | 1 | CS | 4 | Preformed
3808 | 135 | 1001325767 | GO30004 | -33.425 | 151.342 | 1 | CS | 4 | Standard
3809 | 21493 | 1001329371 | GO30034 | -33.4259 | 151.342 | 1 | CS | 4 | Standard
3810 | 236231894 | 1001329377 | GO30050 | -33.4259 | 151.342 | 1 | CS | 1 | Standard
3811 | 1309675 | 1001325696 | GO30064 | -33.427 | 151.3419 | 1 | CS | 4 | Preformed
3812 | 1309674 | 1001325691 | GO30063 | -33.4271 | 151.3419 | 1 | CS | 4 | Preformed
3813 | 295286706 | 1001325741 | GO30051 | -33.427 | 151.3417 | 1 | CS | 4 | Standard
3814 | 295286710 | 1001325745 | GO30052 | -33.4271 | 151.3417 | 1 | CS | 4 | Standard
3815 | 118125775 | 1001329310 | GO30049 | -33.4268 | 151.3403 | 1 | CS | 4 | Standard
3816 | 295286352 | 1001329642 | GO30021 | -33.425 | 151.3427 | 1 | CS | 4 | Standard
3817 | 64410 | 1001325671 | GO30012 | -33.4251 | 151.3434 | 1 | CS | 2 | Standard
3818 | 137 | 1001329674 | GO30006 | -33.4251 | 151.3437 | 1 | CS | 1 | Standard
3819 | 1421317 | 1001329637 | GO30072 | -33.425 | 151.3429 | 1 | CS | 4 | Preformed
3820 | 138 | 1001325775 | GO30007 | -33.4252 | 151.343 | 1 | CS | 1 | Standard
3821 | 142 | 1001325783 | GO30009 | -33.4255 | 151.3429 | 1 | CS | 1 | Standard
3822 | 291992 | 1001325794 | GO30014 | -33.425 | 151.342 | 1 | CS | 1 | Standard
3823 | 94468 | 1001329632 | GO30013 | -33.4249 | 151.3424 | 1 | CS | 4 | Standard
3824 | 136 | 1001325771 | GO30005 | -33.425 | 151.3422 | 1 | CS | 4 | Standard
3825 | 42960 | 1001325790 | GO30011 | -33.4251 | 151.3423 | 1 | CS | 4 | Standard
3826 | 139 | 1001325779 | GO30008 | -33.4253 | 151.3421 | 1 | CS | 4 | Standard
3827 | 626928 | 1001329306 | GO30017 | -33.4254 | 151.3445 | 1 | CS | 4 | Preformed
3828 | 626927 | 1001329302 | GO30040 | -33.4262 | 151.3443 | 1 | CS | 4 | Preformed
3829 | 42963 | 1001325798 | GO30038 | -33.4262 | 151.3445 | 1 | CS | 4 | Standard
3830 | 626926 | 1001325810 | GO30039 | -33.4264 | 151.3445 | 1 | CS | 4 | Preformed
3831 | 146 | 1001325787 | GO30010 | -33.4257 | 151.342 | 1 | CS | 1 | Standard
3832 | 1206619 | 1001325686 | GO30060 | -33.4268 | 151.3425 | 1 | CS | 4 | Standard
3833 | 1047737 | 1001325676 | GO30041 | -33.427 | 151.3427 | 1 | CS | 2 | Standard
3834 | 1047738 | 1001325681 | GO30042 | -33.427 | 151.3425 | 1 | CS | 4 | Standard
3835 | 1309677 | 1001325706 | GO30066 | -33.4271 | 151.3425 | 1 | CS | 4 | Preformed
3836 | 38658 | 1001331474 | GO30035 | -33.4269 | 151.3421 | 1 | CS | 4 | Standard
3837 | 1309676 | 1001325701 | GO30065 | -33.4271 | 151.3421 | 1 | CS | 2 | Preformed
3838 | 1206620 | 1001331479 | GO30061 | -33.4271 | 151.3427 | 1 | CS | 4 | Standard
3839 | 1309678 | 1001325721 | GO30067 | -33.4274 | 151.3419 | 1 | CS | 4 | Preformed
3840 | 1236673 | 1001331484 | GO30062 | -33.4272 | 151.3428 | 1 | CS | 4 | Standard
3841 | 2992922 | 1001787544 | GO10507 | -33.4286 | 151.3399 | 1 | CS | 4 | Standard
3842 | 2241469 | 1001323119 | GO30027 | -33.4287 | 151.3389 | 1 | CS | 4 | Standard
3843 | 295286714 | 1001329297 | GO30054 | -33.4275 | 151.3417 | 1 | CS | 2 | Standard
3844 | 295286711 | 1001325750 | GO30053 | -33.4274 | 151.3417 | 1 | CS | 4 | Standard
3845 | 118125271 | 1001329383 | GO30047 | -33.428 | 151.3415 | 1 | CS | 4 | Standard
3846 | 1060618 | 1001325716 | GO30043 | -33.4281 | 151.3415 | 1 | CS | 4 | Standard
3847 | 118125265 | 1001323444 | GO30046 | -33.4278 | 151.3416 | 1 | CS | 4 | Standard
3848 | 118125263 | 1001325726 | GO30044 | -33.4283 | 151.3417 | 1 | CS | 4 | Standard
3849 | 118125264 | 1001325731 | GO30045 | -33.4283 | 151.3415 | 1 | CS | 4 | Standard
3850 | 118125274 | 1001325736 | GO30048 | -33.4285 | 151.3414 | 1 | CS | 4 | Standard
3851 | 1206615 | 1001323527 | GO30058 | -33.4286 | 151.3414 | 1 | CS | 1 | Sheath Pit
3852 | 295286716 | 1001325753 | GO30055 | -33.4287 | 151.3414 | 1 | CS | 2 | Standard
3853 | 295286719 | 1001325759 | GO30056 | -33.4288 | 151.3413 | 1 | CS | 4 | Standard
3854 | 38671 | 1001331489 | GO30036 | -33.429 | 151.3413 | 1 | CS | 4 | Standard
3855 | 1206618 | 1001331495 | GO30059 | -33.429 | 151.3413 | 1 | CS | 4 | Standard
3856 | 118125604 | 1001325814 | GO30028 | -33.4299 | 151.3388 | 1 | Not CS | 0 | Standard
3857 | 923215 | 1001323109 | GO30026 | -33.4274 | 151.3252 | 1 | CS | 4 | Standard
3858 | 295287048 | 1001325818 | GO30029 | -33.429 | 151.3379 | 1 | CS | 3 | Standard
3859 | 295287049 | 1001325823 | GO30030 | -33.4292 | 151.3378 | 1 | CS | 4 | Standard
3860 | 295287050 | 1001323190 | GO30031 | -33.4294 | 151.3378 | 1 | CS | 3 | Standard
3861 | 295287053 | 1001323174 | GO30033 | -33.4276 | 151.3333 | 1 | CS | 4 | Standard
3862 | 295287051 | 1001323210 | GO30032 | -33.428 | 151.3334 | 1 | CS | 4 | Standard
3863 | 416526 | 1001325387 | WL20002 | -33.436 | 151.3926 | 1 | CS | 4 | Standard
3864 | 416528 | 1001325407 | WL20004 | -33.4362 | 151.3937 | 1 | CS | 4 | Standard
3865 | 416525 | 1001325382 | WL20001 | -33.4363 | 151.3925 | 1 | CS | 4 | Standard
3866 | 416524 | 1001325377 | WL20000 | -33.4369 | 151.3924 | 1 | CS | 4 | Standard
3867 | 416531 | 1001331342 | WL20006 | -33.4357 | 151.3912 | 1 | CS | 4 | Standard
3868 | 416530 | 1001325392 | WL20005 | -33.4358 | 151.3918 | 1 | CS | 4 | Standard
3869 | 416535 | 1001325346 | WL20014 | -33.4388 | 151.3958 | 1 | CS | 4 | Standard
3870 | 416523 | 1001325371 | WL20011 | -33.4378 | 151.3922 | 1 | CS | 4 | Standard
3871 | 416521 | 1001325331 | WL20010 | -33.4389 | 151.3916 | 1 | CS | 2 | Standard
3872 | 416520 | 1001325366 | WL20009 | -33.439 | 151.3921 | 1 | CS | 4 | Standard
3873 | 416518 | 1001325356 | WL20007 | -33.4392 | 151.3927 | 1 | CS | 4 | Standard
3874 | 416534 | 1001325341 | WL20013 | -33.4388 | 151.3958 | 1 | CS | 2 | Standard
3875 | 236231888 | 1001325351 | WL20015 | -33.4395 | 151.3955 | 1 | CS | 4 | Standard
3876 | 416519 | 1001325361 | WL20008 | -33.4386 | 151.3929 | 1 | CS | 4 | Standard
3877 | 236231890 | 1001325397 | WL20016 | -33.4394 | 151.3941 | 1 | CS | 4 | Standard
3878 | 416533 | 1001325336 | WL20012 | -33.44 | 151.3953 | 1 | CS | 2 | Standard
3879 | 295286005 | 1001323517 | GO30057 | -33.4386 | 151.3477 | 1 | CS | 2 | Standard
3880 | 549633 | 1001323527 | GO30058 | -33.4379 | 151.3739 | 1 | CS | 4 | Standard
3881 | 151 | 1001325109 | WW10001 | -33.4491 | 151.3629 | 1 | CS | 3 | Standard
3882 | 150 | 1001223886 | WW10000 | -33.4488 | 151.3633 | 1 | CS | 1 | Standard
3883 | 113536827 | 1003212010 | WL05655 | -33.4293 | 151.4318 | 2 | CS | 1 | Comms
3884 | 433694 | 1001331347 | WL20018 | -33.4457 | 151.4436 | 1 | CS | 2 | Standard
3885 | 2537757 | 1001639055 | WL04786 | -33.4458 | 151.4436 | 1 | CS | 4 | Standard
3886 | 2537755 | 1001639056 | WL04785 | -33.4461 | 151.4436 | 1 | CS | 1 | Standard
3887 | 1167971 | 1001331378 | WL20024 | -33.4465 | 151.4441 | 1 | CS | 4 | Standard
3888 | 1167972 | 1001331383 | WL20025 | -33.4466 | 151.4442 | 1 | CS | 4 | Preformed
3889 | 1167970 | 1001331372 | WL20023 | -33.4464 | 151.444 | 1 | CS | 1 | Preformed
3890 | 1167968 | 1001331362 | WL20021 | -33.4463 | 151.4438 | 1 | CS | 1 | Preformed
3891 | 1167969 | 1001331367 | WL20022 | -33.4463 | 151.4438 | 1 | CS | 4 | Preformed
3892 | 1219500 | 1001331357 | WL20036 | -33.4466 | 151.4435 | 1 | CS | 4 | Standard
3893 | 1219497 | 1001331352 | WL20034 | -33.4467 | 151.4436 | 1 | CS | 2 | Standard
3894 | 1219499 | 1001321319 | WL20035 | -33.4467 | 151.4436 | 1 | CS | 4 | Standard
3895 | 1167973 | 1001331388 | WL20026 | -33.4467 | 151.4443 | 1 | CS | 4 | Standard
3896 | 1167980 | 1001331425 | WL20033 | -33.4468 | 151.4443 | 1 | CS | 2 | Preformed
3897 | 1167974 | 1001331393 | WL20027 | -33.4467 | 151.4443 | 1 | CS | 2 | Preformed
3898 | 1167975 | 1001331398 | WL20028 | -33.4469 | 151.4446 | 1 | CS | 2 | Standard
3899 | 1167976 | 1001331404 | WL20029 | -33.447 | 151.4446 | 1 | CS | 1 | Unknown
3900 | 1167979 | 1001331418 | WL20032 | -33.4471 | 151.4448 | 1 | CS | 2 | Standard
3901 | 1167977 | 1001331408 | WL20030 | -33.447 | 151.4446 | 1 | CS | 2 | Unknown
3902 | 1167978 | 1001331413 | WL20031 | -33.447 | 151.4447 | 1 | CS | 2 | Standard
3903 | 1167982 | 1001331435 | WL20038 | -33.4472 | 151.4449 | 1 | CS | 2 | Standard
3904 | 1167981 | 1001331430 | WL20037 | -33.4473 | 151.445 | 1 | CS | 2 | Standard
3905 | 38653 | 1001329664 | WL20020 | -33.4475 | 151.4453 | 1 | CS | 1 | Standard
3906 | 47234 | 1001329669 | WL20017 | -33.4479 | 151.4447 | 1 | CS | 3 | Standard
3907 | 149 | 1001325325 | AV20000 | -33.4485 | 151.4452 | 1 | CS | 4 | Standard
3908 | 152 | 1001329659 | AV20001 | -33.4489 | 151.4454 | 1 | CS | 1 | Standard
3909 | 412226 | 1001331439 | WW10021 | -33.5141 | 151.3368 | 1 | CS | 4 | Standard
3910 | 412227 | 1001325009 | WW10022 | -33.5142 | 151.3369 | 1 | CS | 2 | Standard
3911 | 118127998 | 1001331164 | WW10023 | -33.5135 | 151.3348 | 1 | CS | 4 | Standard
3912 | 113535742 | 1003261930 | MD60014 | -32.5317 | 151.0768 | 2 | CS | 1 | Comms
3913 | 98772 | 1001323162 | MT00001 | -32.5795 | 151.0729 | 1 | CS | 1 | Standard
3914 | 98773 | 1001323170 | MT00002 | -32.5795 | 151.0723 | 1 | CS | 2 | Standard
3915 | 113535732 | 1003261936 | MT30041 | -32.5899 | 151.0906 | 2 | CS | 4 | Comms
3916 | 416550 | 1001323175 | SI63000 | -32.5409 | 151.1697 | 1 | CS | 2 | Standard
3917 | 133120 | 1001323178 | ER84000 | -32.7601 | 151.2535 | 1 | CS | 4 | Standard
3918 | 133122 | 1001323183 | ER84001 | -32.7604 | 151.2527 | 1 | CS | 1 | Standard
3919 | 7924 | 1001325851 | CA20001 | -33.4152 | 151.2886 | 1 | CS | 1 | Standard
3920 | 119 | 1001325857 | CA20000 | -33.4178 | 151.2819 | 1 | CS | 1 | Standard
3921 | 802987 | 1001325653 | CA20003 | -33.4289 | 151.2908 | 1 | CS | 1 | Preformed
3922 | 802981 | 1001323284 | GO30022 | -33.4293 | 151.2918 | 1 | CS | 4 | Preformed
3923 | 802982 | 1001323288 | GO30023 | -33.4295 | 151.292 | 1 | CS | 4 | Preformed
3924 | 802983 | 1001323136 | GO30024 | -33.4297 | 151.2924 | 1 | CS | 4 | Preformed
3925 | 802986 | 1001325634 | CA20002 | -33.4291 | 151.2912 | 1 | CS | 1 | Preformed
3926 | 923213 | 1001321136 | GO30001 | -33.4149 | 151.2987 | 1 | CS | 4 | Standard
3927 | 923212 | 1001321117 | GO30000 | -33.4145 | 151.2957 | 1 | CS | 4 | Standard
3928 | 96283482 | 1001877992 | GO10631 | -33.4257 | 151.3186 | 2 | CS | 1 | Comms
3929 | 109780436 | 1002081786 | GO10673 | -33.428 | 151.3173 | 2 | CS | 1 | Comms
3930 | 923214 | 1001323150 | GO30025 | -33.426 | 151.3156 | 1 | CS | 4 | Standard
3931 | 79476081 | 1001877990 | GO10629 | -33.4303 | 151.3166 | 2 | CS | 1 | Comms
3932 | 96329312 | 1001877991 | GO10630 | -33.4303 | 151.3165 | 2 | CS | 1 | Comms
3933 | 81438261 | 1003155871 | WW10270 | -33.4929 | 151.3223 | 2 | CS | 1 | Comms
3934 | 412230 | 1001325841 | WW10007 | -33.4931 | 151.3212 | 1 | CS | 4 | Standard
3935 | 412231 | 1001325161 | WW10008 | -33.4931 | 151.3212 | 1 | CS | 1 | Standard
3936 | 295287744 | 1001329597 | WW10019 | -33.4833 | 151.3248 | 1 | CS | 2 | Standard
3937 | 295287398 | 1001329508 | WW10003 | -33.4857 | 151.3235 | 1 | CS | 1 | Standard
3938 | 295287745 | 1001329602 | WW10020 | -33.4834 | 151.3248 | 1 | CS | 2 | Standard
3939 | 295287402 | 1001325127 | WW10010 | -33.4847 | 151.3243 | 1 | CS | 2 | Standard
3940 | 295287403 | 1001329582 | WW10011 | -33.4848 | 151.3243 | 1 | CS | 1 | Standard
3941 | 295287400 | 1001329576 | WW10009 | -33.4844 | 151.3244 | 1 | CS | 4 | Standard
3942 | 295287406 | 1001329592 | WW10013 | -33.4849 | 151.3244 | 1 | CS | 1 | Standard
3943 | 295287405 | 1001329587 | WW10012 | -33.4849 | 151.3244 | 1 | CS | 2 | Standard
3944 | 295287407 | 1001329627 | WW10014 | -33.4851 | 151.3245 | 1 | Not CS | 0 | Standard
3945 | 1395579 | 1001325836 | WW10035 | -33.4853 | 151.3244 | 1 | CS | 4 | Standard
3946 | 1395559 | 1001329622 | WW10027 | -33.4853 | 151.3246 | 1 | CS | 3 | Standard
3947 | 1395558 | 1001329617 | WW10026 | -33.4855 | 151.3247 | 1 | CS | 2 | Standard
3948 | 1395573 | 1001329539 | WW10032 | -33.4855 | 151.3245 | 1 | CS | 2 | Standard
3949 | 1395577 | 1001325831 | WW10034 | -33.4857 | 151.3246 | 1 | CS | 4 | Standard
3950 | 1395580 | 1001329544 | WW10036 | -33.4852 | 151.3242 | 1 | CS | 2 | Standard
3951 | 295287414 | 1001329566 | WW10018 | -33.4854 | 151.3241 | 1 | CS | 3 | Standard
3952 | 295287412 | 1001329554 | WW10016 | -33.4856 | 151.324 | 1 | CS | 4 | Standard
3953 | 295287413 | 1001329559 | WW10017 | -33.4855 | 151.3241 | 1 | CS | 3 | Standard
3954 | 295287411 | 1001329549 | WW10005 | -33.4857 | 151.324 | 1 | CS | 4 | Standard
3955 | 295287399 | 1001329513 | WW10004 | -33.4858 | 151.3235 | 1 | CS | 3 | Standard
3956 | 295287396 | 1001329503 | WW10002 | -33.4858 | 151.3235 | 1 | CS | 4 | Standard
3957 | 1395557 | 1001329612 | WW10025 | -33.4858 | 151.3248 | 1 | CS | 2 | Standard
3958 | 1395565 | 1001329534 | WW10031 | -33.4858 | 151.3246 | 1 | CS | 2 | Standard
3959 | 1395564 | 1001329528 | WW10030 | -33.4858 | 151.3247 | 1 | CS | 4 | Standard
3960 | 1395556 | 1001329607 | WW10024 | -33.4858 | 151.325 | 1 | CS | 2 | Standard
3961 | 1395576 | 1001325826 | WW10033 | -33.486 | 151.3249 | 1 | CS | 2 | Standard
3962 | 1395561 | 1001329524 | WW10029 | -33.486 | 151.3248 | 1 | CS | 1 | Standard
3963 | 1395560 | 1001329518 | WW10028 | -33.4861 | 151.3248 | 1 | CS | 2 | Standard
3964 | 81397746 | 1003157003 | WW10271 | -33.4913 | 151.3226 | 2 | CS | 1 | Comms
3965 | 579698 | 1001331454 | BB20009 | -33.5212 | 151.3187 | 1 | CS | 2 | Standard
3966 | 579699 | 1001331459 | BB20010 | -33.5211 | 151.3187 | 1 | CS | 1 | Preformed
3967 | 579700 | 1001331464 | BB20011 | -33.5212 | 151.3189 | 1 | CS | 3 | Preformed
3968 | 579701 | 1001331469 | BB20012 | -33.5212 | 151.3189 | 1 | CS | 1 | Preformed
3969 | 579702 | 1001331220 | BB20013 | -33.5214 | 151.3191 | 1 | CS | 1 | Preformed
3970 | 579746 | 1001325621 | BB20039 | -33.5215 | 151.3187 | 1 | CS | 2 | Standard
3971 | 579747 | 1001331260 | BB20040 | -33.5215 | 151.3186 | 1 | Not CS | 0 | Preformed
3972 | 579748 | 1001331265 | BB20041 | -33.5215 | 151.3186 | 1 | Not CS | 0 | Preformed
3973 | 579696 | 1001331444 | BB20007 | -33.5213 | 151.3183 | 1 | CS | 1 | Preformed
3974 | 579697 | 1001331449 | BB20008 | -33.5213 | 151.3185 | 1 | CS | 4 | Preformed
3975 | 579695 | 1001325641 | BB20006 | -33.5213 | 151.3182 | 1 | CS | 4 | Standard
3976 | 579749 | 1001325626 | BB20042 | -33.5214 | 151.3182 | 1 | CS | 4 | Standard
3977 | 579720 | 1001331245 | BB20025 | -33.5212 | 151.3198 | 1 | Not CS | 0 | Preformed
3978 | 579713 | 1001321410 | BB20018 | -33.5212 | 151.32 | 1 | Not CS | 0 | Preformed
3979 | 579719 | 1001325567 | BB20024 | -33.5213 | 151.3198 | 1 | CS | 1 | Standard
3980 | 155 | 1001325757 | BB20000 | -33.5213 | 151.3199 | 1 | CS | 1 | Standard
3981 | 157 | 1001325643 | BB20002 | -33.5214 | 151.3199 | 1 | CS | 2 | Standard
3982 | 579706 | 1001331235 | BB20017 | -33.5214 | 151.3195 | 1 | CS | 4 | Preformed
3983 | 579703 | 1001331225 | BB20014 | -33.5214 | 151.3194 | 1 | CS | 4 | Preformed
3984 | 579705 | 1001331230 | BB20016 | -33.5214 | 151.3194 | 1 | CS | 1 | Preformed
3985 | 579704 | 1001325646 | BB20015 | -33.5214 | 151.3193 | 1 | CS | 4 | Standard
3986 | 579743 | 1001325616 | BB20036 | -33.5216 | 151.3193 | 1 | CS | 1 | Standard
3987 | 579745 | 1001331255 | BB20038 | -33.5216 | 151.3191 | 1 | Not CS | 0 | Preformed
3988 | 579744 | 1001331250 | BB20037 | -33.5216 | 151.3191 | 1 | CS | 1 | Preformed
3989 | 579718 | 1001331240 | BB20023 | -33.5215 | 151.3195 | 1 | CS | 1 | Preformed
3990 | 579761 | 1001325582 | BB20054 | -33.5217 | 151.3194 | 1 | CS | 1 | Standard
3991 | 579742 | 1001325611 | BB20035 | -33.5216 | 151.32 | 1 | CS | 1 | Standard
3992 | 579741 | 1001331316 | BB20034 | -33.5217 | 151.32 | 1 | CS | 1 | Preformed
3993 | 579740 | 1001331313 | BB20033 | -33.5217 | 151.3202 | 1 | CS | 1 | Preformed
3994 | 579750 | 1001325577 | BB20043 | -33.5216 | 151.3182 | 1 | CS | 1 | Standard
3995 | 579760 | 1001331169 | BB20053 | -33.5213 | 151.3166 | 1 | CS | 1 | Preformed
3996 | 579759 | 1001331210 | BB20052 | -33.5213 | 151.317 | 1 | Not CS | 0 | Preformed
3997 | 579758 | 1001331205 | BB20051 | -33.5214 | 151.3171 | 1 | CS | 1 | Preformed
3998 | 579694 | 1001325557 | BB20005 | -33.521 | 151.3179 | 1 | CS | 1 | Standard
3999 | 579754 | 1001325631 | BB20047 | -33.5214 | 151.3176 | 1 | CS | 1 | Standard
4000 | 156 | 1001325769 | BB20001 | -33.5213 | 151.3177 | 1 | CS | 3 | Standard
4001 | 579753 | 1001331185 | BB20046 | -33.5214 | 151.3177 | 1 | Not CS | 0 | Preformed
4002 | 158 | 1001325624 | BB20003 | -33.5213 | 151.3178 | 1 | CS | 3 | Standard
4003 | 579751 | 1001331174 | BB20044 | -33.5214 | 151.3178 | 1 | Not CS | 0 | Preformed
4004 | 579752 | 1001331180 | BB20045 | -33.5214 | 151.3178 | 1 | CS | 1 | Preformed
4005 | 579693 | 1001325636 | BB20004 | -33.5212 | 151.3173 | 1 | CS | 4 | Standard
4006 | 579756 | 1001331195 | BB20049 | -33.5214 | 151.3175 | 1 | Not CS | 0 | Preformed
4007 | 579755 | 1001331190 | BB20048 | -33.5214 | 151.3176 | 1 | Not CS | 0 | Preformed
4008 | 579757 | 1001331200 | BB20050 | -33.5214 | 151.3173 | 1 | Not CS | 0 | Preformed
4009 | 579762 | 1001321480 | BB20055 | -33.5216 | 151.318 | 1 | CS | 1 | Preformed
4010 | 579724 | 1001325661 | BB20029 | -33.5215 | 151.3219 | 1 | CS | 1 | Standard
4011 | 579723 | 1001331284 | BB20028 | -33.5216 | 151.3219 | 1 | Not CS | 0 | Preformed
4012 | 579717 | 1001325562 | BB20022 | -33.5213 | 151.3209 | 1 | CS | 4 | Standard
4013 | 579716 | 1001331273 | BB20021 | -33.5214 | 151.3209 | 1 | CS | 1 | Preformed
4014 | 579728 | 1001325597 | BB20059 | -33.5218 | 151.3212 | 1 | CS | 4 | Standard
4015 | 579729 | 1001331323 | BB20060 | -33.5218 | 151.321 | 1 | CS | 1 | Preformed
4016 | 579721 | 1001325656 | BB20026 | -33.5217 | 151.3215 | 1 | CS | 1 | Standard
4017 | 579722 | 1001331279 | BB20027 | -33.5217 | 151.3215 | 1 | CS | 1 | Preformed
4018 | 579727 | 1001325592 | BB20058 | -33.5218 | 151.3215 | 1 | CS | 1 | Standard
4019 | 579726 | 1001321547 | BB20057 | -33.5219 | 151.3216 | 1 | Not CS | 0 | Preformed
4020 | 579725 | 1001325587 | BB20056 | -33.5219 | 151.3218 | 1 | CS | 4 | Standard
4021 | 579732 | 1001331333 | BB20063 | -33.5219 | 151.3209 | 1 | Not CS | 0 | Preformed
4022 | 579730 | 1001331328 | BB20061 | -33.5221 | 151.3209 | 1 | Not CS | 0 | Preformed
4023 | 579715 | 1001325651 | BB20020 | -33.5216 | 151.3204 | 1 | CS | 1 | Standard
4024 | 579714 | 1001331215 | BB20019 | -33.5215 | 151.3203 | 1 | CS | 1 | Preformed
4025 | 579739 | 1001325606 | BB20032 | -33.5217 | 151.3203 | 1 | CS | 1 | Standard
4026 | 579738 | 1001331306 | BB20031 | -33.5217 | 151.3204 | 1 | Not CS | 0 | Preformed
4027 | 579737 | 1001325601 | BB20030 | -33.5217 | 151.3205 | 1 | CS | 1 | Standard
4028 | 579736 | 1001331302 | BB20067 | -33.5217 | 151.3206 | 1 | Not CS | 0 | Preformed
4029 | 579735 | 1001331298 | BB20066 | -33.5218 | 151.3206 | 1 | Not CS | 0 | Preformed
4030 | 579734 | 1001331292 | BB20065 | -33.5221 | 151.3208 | 1 | CS | 4 | Standard
4031 | 579733 | 1001331289 | BB20064 | -33.522 | 151.3208 | 1 | Not CS | 0 | Preformed
4032 | 579731 | 1001325571 | BB20062 | -33.5222 | 151.3209 | 1 | CS | 4 | Standard
4033 | 111646 | 1001327011 | PB20000 | -33.6011 | 151.3164 | 1 | CS | 2 | Standard
4034 | 6981 | 1001329858 | PB20001 | -33.6241 | 151.3304 | 1 | CS | 1 | Standard
4035 | 6987 | 1001329939 | MV40000 | -33.6625 | 151.3019 | 1 | CS | 1 | Standard
4036 | 6988 | 1001329843 | MV40009 | -33.6661 | 151.2925 | 1 | CS | 2 | Standard
4037 | 6982 | 1001327006 | PB20006 | -33.6359 | 151.3283 | 1 | CS | 1 | Standard
4038 | 6985 | 1001329888 | PB20009 | -33.6362 | 151.3284 | 1 | CS | 1 | Standard
4039 | 6983 | 1001329878 | PB20007 | -33.6361 | 151.3282 | 1 | CS | 1 | Standard
4040 | 6984 | 1001329883 | PB20008 | -33.6361 | 151.3283 | 1 | CS | 1 | Standard
4041 | 6986 | 1001329893 | PB20010 | -33.6363 | 151.3289 | 1 | CS | 1 | Standard
4042 | 893152 | 1001325981 | MV40005 | -33.6565 | 151.3107 | 1 | CS | 2 | Standard
4043 | 893153 | 1001331542 | MV40006 | -33.6566 | 151.3107 | 1 | CS | 1 | Preformed
4044 | 1408433 | 1001329902 | MV40025 | -33.6764 | 151.3035 | 1 | CS | 1 | Preformed
4045 | 1408434 | 1001329907 | MV40026 | -33.6766 | 151.3035 | 1 | CS | 1 | Preformed
4046 | 480931 | 1001329897 | MV40015 | -33.6768 | 151.3036 | 1 | CS | 2 | Standard
4047 | 480930 | 1001329771 | MV40014 | -33.6775 | 151.3037 | 1 | CS | 2 | Standard
4048 | 480929 | 1001329767 | MV40013 | -33.6776 | 151.3037 | 1 | CS | 2 | Standard
4049 | 480935 | 1001329786 | MV40019 | -33.6779 | 151.3034 | 1 | CS | 2 | Standard
4050 | 480934 | 1001329781 | MV40018 | -33.678 | 151.3035 | 1 | CS | 2 | Standard
4051 | 480933 | 1001329776 | MV40017 | -33.678 | 151.3035 | 1 | CS | 2 | Standard
4052 | 480932 | 1001329762 | MV40016 | -33.6781 | 151.3034 | 1 | CS | 2 | Standard
4053 | 6992 | 1001327022 | TH40000 | -33.6714 | 151.2863 | 1 | CS | 1 | Standard
4054 | 755755 | 1001331550 | TH40001 | -33.6732 | 151.2888 | 1 | Not CS | 0 | Standard
4055 | 755756 | 1001331565 | TH40003 | -33.673 | 151.29 | 1 | Not CS | 0 | Standard
4056 | 2108355 | 1001903569 | TH00112 | -33.6742 | 151.2888 | 1 | CS | 1 | Standard
4057 | 1575898 | 1001331706 | MV40027 | -33.6719 | 151.3013 | 2 | CS | 1 | Comms
4058 | 1322553 | 1001327016 | MV40024 | -33.6788 | 151.3022 | 1 | CS | 1 | Preformed
4059 | 1834091 | 1001916480 | MV00223 | -33.679 | 151.3019 | 1 | CS | 1 | Preformed
4060 | 295358504 | 1001918872 | MV00227 | -33.6901 | 151.2994 | 1 | CS | 2 | Standard
4061 | 295358503 | 1001918871 | MV00226 | -33.6901 | 151.2993 | 1 | CS | 2 | Standard
4062 | 295358502 | 1001918870 | MV00225 | -33.6899 | 151.2983 | 1 | CS | 2 | Standard
4063 | 295358501 | 1001918869 | MV00224 | -33.6899 | 151.2979 | 1 | CS | 2 | Standard
4064 | 6997 | 1001223891 | MV40020 | -33.6988 | 151.3005 | 1 | CS | 1 | Standard
4065 | 7003 | 1001329969 | MV40021 | -33.7105 | 151.3011 | 1 | CS | 1 | Standard
4066 | 755757 | 1001331536 | TH40005 | -33.7028 | 151.2869 | 1 | Not CS | 0 | Standard
4067 | 6999 | 1001325960 | TH40004 | -33.7027 | 151.2866 | 1 | CS | 1 | Standard
4068 | 1176557 | 1001331359 | BE04001 | -33.6314 | 151.1462 | 1 | Not CS | 0 | Standard
4069 | 2842632 | 1003214581 | MC10214 | -33.7052 | 151.1377 | 2 | CS | 1 | Comms
4070 | 2842633 | 1003214582 | MC10215 | -33.7048 | 151.1373 | 2 | CS | 1 | Comms
4071 | 2842631 | 1003214580 | MC10213 | -33.7063 | 151.1374 | 2 | CS | 1 | Comms
4072 | 2842630 | 1003214579 | MC10212 | -33.7073 | 151.1368 | 2 | CS | 1 | Comms
4073 | 6995 | 1001321096 | MC30002 | -33.6975 | 151.105 | 1 | CS | 1 | Standard
4074 | 6996 | 1001321107 | MC30003 | -33.6976 | 151.1052 | 1 | Not CS | 0 | Standard
4075 | 1834305 | 1002433445 | MC10139 | -33.6981 | 151.1056 | 2 | Not CS | 0 | Comms
4076 | 1834308 | 1002433444 | DU10117 | -33.7013 | 151.0981 | 2 | CS | 1 | Comms
4077 | 6993 | 1001321122 | MC30000 | -33.6973 | 151.1057 | 1 | CS | 2 | Standard
4078 | 6994 | 1001321126 | MC30001 | -33.6973 | 151.1057 | 1 | CS | 1 | Standard
4079 | 110810279 | 1003137485 | MC10148 | -33.6981 | 151.1059 | 2 | CS | 1 | Comms
4080 | 1834333 | 1002433446 | MC10140 | -33.6982 | 151.106 | 2 | CS | 1 | Comms
4081 | 1834332 | 1003137486 | MC10149 | -33.6983 | 151.1069 | 2 | CS | 1 | Comms
4082 | 356403 | 1001321671 | MC30004 | -33.6983 | 151.1067 | 1 | CS | 2 | Standard
4083 | 7000 | 1001325830 | MC30006 | -33.7034 | 151.1024 | 1 | CS | 1 | Standard
4084 | 1834330 | 1003155899 | MC10152 | -33.7086 | 151.1187 | 2 | CS | 1 | Comms
4085 | 1834344 | 1003155900 | MC10155 | -33.7084 | 151.1169 | 2 | CS | 1 | Comms
4086 | 1834340 | 1003155901 | MC10154 | -33.7083 | 151.1165 | 2 | CS | 1 | Comms
4087 | 1834304 | 1002433442 | DU10115 | -33.7026 | 151.0966 | 2 | CS | 1 | Comms
4088 | 1834307 | 1002433443 | DU10116 | -33.702 | 151.0968 | 2 | CS | 1 | Comms
4089 | 1834306 | 1002433440 | DU10114 | -33.7123 | 151.0963 | 2 | CS | 1 | Comms
4090 | 78463229 | 1002083521 | DU10113 | -33.7132 | 151.0733 | 2 | CS | 1 | Comms
4091 | 107881344 | 1003211328 | DU10127 | -33.7151 | 151.0273 | 2 | CS | 1 | Comms
4092 | 7810 | 1001325405 | EH15002 | -33.9382 | 150.9986 | 1 | CS | 1 | Standard
4093 | 7811 | 1001325417 | EH15003 | -33.9382 | 150.9988 | 1 | CS | 1 | Standard
4094 | 7800 | 1001325436 | EH15000 | -33.9358 | 150.9962 | 1 | CS | 1 | Standard
4095 | 7804 | 1001325441 | EH15001 | -33.9361 | 150.9961 | 1 | CS | 1 | Standard
4096 | 7805 | 1001331234 | PE40001 | -33.9363 | 151.0064 | 1 | CS | 1 | Standard
4097 | 7803 | 1001327527 | PE40000 | -33.936 | 151.0039 | 1 | CS | 1 | Standard
4098 | 7817 | 1001331214 | EH15005 | -33.9407 | 150.9963 | 1 | CS | 1 | Standard
4099 | 7816 | 1001331209 | EH15004 | -33.9407 | 150.9962 | 1 | CS | 1 | Standard
4100 | 7818 | 1001331219 | EH15006 | -33.9408 | 150.9968 | 1 | CS | 1 | Standard
4101 | 7819 | 1001331224 | EH15007 | -33.9408 | 150.9968 | 1 | CS | 1 | Standard
4102 | 7820 | 1001331229 | EH15008 | -33.9415 | 150.9966 | 1 | CS | 1 | Standard
4103 | 7004 | 1001329057 | EP38003 | -33.7209 | 151.0431 | 1 | CS | 2 | Standard
4104 | 7005 | 1001329062 | EP38004 | -33.7213 | 151.0429 | 1 | CS | 1 | Standard
4105 | 107814174 | 1001921320 | EP01280 | -33.7246 | 151.0382 | 2 | CS | 1 | Comms
4106 | 7012 | 1001329052 | EP38020 | -33.7404 | 151.0692 | 1 | CS | 1 | Standard
4107 | 107906663 | 1001921319 | EP01279 | -33.7384 | 151.0571 | 2 | CS | 1 | Comms
4108 | 107888218 | 1001921318 | EP01278 | -33.7388 | 151.0548 | 2 | CS | 1 | Comms
4109 | 1834297 | 1003260282 | EP01661 | -33.7415 | 151.0564 | 2 | CS | 1 | Comms
4110 | 1834298 | 1003260284 | EP01662 | -33.7419 | 151.0566 | 2 | CS | 1 | Comms
4111 | 81697 | 1001321982 | EP38028 | -33.7474 | 151.0494 | 1 | CS | 1 | Standard
4112 | 1834302 | 1003260298 | EP01663 | -33.7538 | 151.0719 | 2 | CS | 1 | Comms
4113 | 1834303 | 1003260299 | EP01664 | -33.7644 | 151.0838 | 2 | CS | 1 | Comms
4114 | 7129 | 1001333384 | EP38049 | -33.7731 | 151.0839 | 1 | CS | 1 | Standard
4115 | 7128 | 1001332529 | EP38048 | -33.7731 | 151.0839 | 1 | CS | 1 | Standard
4116 | 7006 | 1001331179 | PY50008 | -33.7329 | 151.1312 | 1 | CS | 1 | Standard
4117 | 81700 | 1001381074 | PY50030 | -33.7485 | 151.1453 | 1 | Not CS | 0 | Standard
4118 | 7014 | 1001333127 | PY50021 | -33.7486 | 151.1452 | 1 | Not CS | 0 | Standard
4119 | 7013 | 1001332615 | PY50020 | -33.7486 | 151.1454 | 1 | CS | 1 | Standard
4120 | 7015 | 1001332211 | PY50022 | -33.7486 | 151.1454 | 1 | CS | 1 | Standard
4121 | 7018 | 1001333043 | PY50025 | -33.7488 | 151.1456 | 1 | CS | 1 | Standard
4122 | 7016 | 1001333135 | PY50023 | -33.7487 | 151.1451 | 1 | CS | 1 | Standard
4123 | 7020 | 1001333045 | PY50027 | -33.7493 | 151.1461 | 1 | Not CS | 0 | Standard
4124 | 7021 | 1001333050 | PY50028 | -33.7498 | 151.1465 | 1 | CS | 1 | Standard
4125 | 7022 | 1001333054 | PY50029 | -33.7503 | 151.1468 | 1 | CS | 1 | Standard
4126 | 7023 | 1001333058 | PY50040 | -33.7506 | 151.147 | 1 | CS | 1 | Standard
4127 | 7042 | 1001333097 | PY50053 | -33.7534 | 151.1516 | 1 | CS | 1 | Standard
4128 | 7055 | 1001333100 | PY50054 | -33.7539 | 151.152 | 1 | CS | 1 | Standard
4129 | 7032 | 1001333086 | PY50048 | -33.7523 | 151.1497 | 1 | CS | 1 | Standard
4130 | 7034 | 1001333093 | PY50050 | -33.753 | 151.151 | 1 | CS | 1 | Standard
4131 | 7033 | 1001333090 | PY50049 | -33.7527 | 151.1503 | 1 | CS | 1 | Standard
4132 | 7024 | 1001333062 | PY50041 | -33.751 | 151.1469 | 1 | CS | 1 | Standard
4133 | 7026 | 1001333123 | PY50042 | -33.7512 | 151.1472 | 1 | CS | 1 | Standard
4134 | 7027 | 1001333066 | PY50043 | -33.7513 | 151.1475 | 1 | CS | 1 | Standard
4135 | 7028 | 1001333070 | PY50044 | -33.7515 | 151.1476 | 1 | CS | 1 | Standard
4136 | 7030 | 1001333078 | PY50046 | -33.7518 | 151.1483 | 1 | CS | 1 | Standard
4137 | 7031 | 1001333082 | PY50047 | -33.752 | 151.149 | 1 | Not CS | 0 | Standard
4138 | 7029 | 1001333074 | PY50045 | -33.7517 | 151.148 | 1 | CS | 1 | Standard
4139 | 7017 | 1001333139 | PY50024 | -33.7487 | 151.1451 | 1 | CS | 1 | Standard
4140 | 7019 | 1001333131 | PY50026 | -33.749 | 151.1447 | 1 | Not CS | 0 | Standard
4141 | 7067 | 1001333104 | PY50055 | -33.7544 | 151.1522 | 1 | CS | 1 | Standard
4142 | 7074 | 1001333108 | PY50056 | -33.7549 | 151.1525 | 1 | CS | 1 | Standard
4143 | 7075 | 1001333111 | PY50057 | -33.7555 | 151.1528 | 1 | CS | 1 | Standard
4144 | 7076 | 1001333117 | PY50058 | -33.7561 | 151.153 | 1 | CS | 1 | Standard
4145 | 7077 | 1001333119 | PY50059 | -33.7567 | 151.1531 | 1 | CS | 1 | Standard
4146 | 7078 | 1001329568 | PY50060 | -33.7568 | 151.1532 | 1 | CS | 1 | Standard
4147 | 7079 | 1001329574 | PY50061 | -33.7574 | 151.1533 | 1 | CS | 1 | Standard
4148 | 7080 | 1001329579 | PY50062 | -33.758 | 151.1536 | 1 | CS | 1 | Standard
4149 | 7081 | 1001329583 | PY50063 | -33.7586 | 151.1539 | 1 | CS | 1 | Standard
4150 | 7082 | 1001329588 | PY50065 | -33.7588 | 151.154 | 1 | CS | 1 | Standard
4151 | 7083 | 1001329593 | PY50066 | -33.7593 | 151.1542 | 1 | CS | 1 | Standard
4152 | 7084 | 1001329598 | PY50067 | -33.7598 | 151.1545 | 1 | CS | 1 | Standard
4153 | 7086 | 1001329603 | PY50068 | -33.7604 | 151.1549 | 1 | CS | 1 | Standard
4154 | 7087 | 1001329608 | PY50069 | -33.7611 | 151.155 | 1 | CS | 1 | Standard
4155 | 7088 | 1001329613 | PY50070 | -33.7617 | 151.1551 | 1 | CS | 1 | Standard
4156 | 7089 | 1001329618 | PY50071 | -33.7624 | 151.1552 | 1 | CS | 1 | Standard
4157 | 7093 | 1001329628 | PY50073 | -33.7635 | 151.156 | 1 | CS | 1 | Standard
4158 | 7092 | 1001329624 | PY50072 | -33.763 | 151.1554 | 1 | CS | 1 | Standard
4159 | 7100 | 1001329644 | PY50103 | -33.7651 | 151.157 | 1 | CS | 1 | Standard
4160 | 7095 | 1001329633 | PY50074 | -33.7639 | 151.1565 | 1 | CS | 1 | Standard
4161 | 7098 | 1001329638 | PY50102 | -33.7645 | 151.1569 | 1 | CS | 1 | Standard
4162 | 7104 | 1001329652 | PY50105 | -33.7664 | 151.157 | 1 | CS | 1 | Standard
4163 | 7101 | 1001329649 | PY50104 | -33.7658 | 151.157 | 1 | CS | 1 | Standard
4164 | 7108 | 1001329657 | PY50106 | -33.767 | 151.1573 | 1 | CS | 1 | Standard
4165 | 7110 | 1001329662 | PY50107 | -33.7675 | 151.1578 | 1 | CS | 1 | Standard
4166 | 7113 | 1001329667 | PY50108 | -33.768 | 151.1584 | 1 | CS | 1 | Standard
4167 | 7116 | 1001329672 | PY50109 | -33.7685 | 151.1589 | 1 | CS | 1 | Standard
4168 | 7119 | 1001329682 | PY50111 | -33.7694 | 151.1601 | 1 | CS | 1 | Standard
4169 | 7117 | 1001329677 | PY50110 | -33.7689 | 151.1595 | 1 | CS | 1 | Standard
4170 | 7120 | 1001329687 | PY50112 | -33.7698 | 151.1606 | 1 | CS | 1 | Standard
4171 | 7121 | 1001329692 | PY50114 | -33.7705 | 151.1607 | 1 | CS | 1 | Standard
4172 | 7122 | 1001329697 | PY50115 | -33.7711 | 151.161 | 1 | CS | 1 | Standard
4173 | 7124 | 1001329706 | PY50117 | -33.7719 | 151.1621 | 1 | CS | 1 | Standard
4174 | 7125 | 1001329711 | PY50118 | -33.7723 | 151.1628 | 1 | CS | 1 | Standard
4175 | 7123 | 1001329702 | PY50116 | -33.7716 | 151.1615 | 1 | CS | 1 | Standard
4176 | 7126 | 1001329716 | PY50122 | -33.7726 | 151.1634 | 1 | CS | 1 | Standard
4177 | 7127 | 1001329721 | PY50123 | -33.7728 | 151.1642 | 1 | CS | 1 | Standard
4178 | 7131 | 1001329731 | PY50125 | -33.7733 | 151.1657 | 1 | CS | 1 | Standard
4179 | 7132 | 1001329736 | PY50126 | -33.7734 | 151.1664 | 1 | CS | 1 | Standard
4180 | 7133 | 1001329741 | PY50127 | -33.7735 | 151.1667 | 1 | CS | 1 | Standard
4181 | 7130 | 1001329726 | PY50124 | -33.773 | 151.1649 | 1 | CS | 1 | Standard
4182 | 7138 | 1001333839 | PY50130 | -33.7739 | 151.1668 | 1 | CS | 1 | Standard
4183 | 7135 | 1001332446 | PY50128 | -33.7738 | 151.1673 | 1 | CS | 1 | Standard
4184 | 7139 | 1001332481 | PY50131 | -33.7741 | 151.1679 | 1 | CS | 1 | Standard
4185 | 7142 | 1001329417 | PY50133 | -33.7753 | 151.1688 | 1 | CS | 1 | Standard
4186 | 7141 | 1001329413 | PY50132 | -33.7747 | 151.1684 | 1 | CS | 1 | Standard
4187 | 7137 | 1001329408 | PY50129 | -33.7739 | 151.1668 | 1 | CS | 1 | Standard
4188 | 7143 | 1001329423 | PY50160 | -33.7757 | 151.1689 | 1 | CS | 1 | Standard
4189 | 7145 | 1001329428 | PY50161 | -33.7758 | 151.1689 | 1 | CS | 1 | Standard
4190 | 7147 | 1001329433 | PY50162 | -33.7765 | 151.1688 | 1 | CS | 1 | Standard
4191 | 7150 | 1001329438 | PY50163 | -33.7772 | 151.1687 | 1 | CS | 1 | Standard
4192 | 7158 | 1001329464 | PY50168 | -33.7803 | 151.1696 | 1 | CS | 1 | Standard
4193 | 7159 | 1001329468 | PY50169 | -33.7808 | 151.1699 | 1 | CS | 1 | Standard
4194 | 7153 | 1001329444 | PY50164 | -33.7778 | 151.169 | 1 | CS | 1 | Standard
4195 | 7155 | 1001329449 | PY50165 | -33.7783 | 151.1693 | 1 | CS | 1 | Standard
4196 | 7156 | 1001329453 | PY50166 | -33.779 | 151.1694 | 1 | CS | 1 | Standard
4197 | 7157 | 1001329459 | PY50167 | -33.7796 | 151.1693 | 1 | CS | 1 | Standard
4198 | 7166 | 1001329504 | PY50176 | -33.7832 | 151.1743 | 1 | CS | 1 | Standard
4199 | 7167 | 1001329509 | PY50177 | -33.7834 | 151.1746 | 1 | CS | 1 | Standard
4200 | 7165 | 1001329499 | PY50175 | -33.7831 | 151.1736 | 1 | CS | 1 | Standard
4201 | 7171 | 1001329529 | PY50181 | -33.7847 | 151.1771 | 1 | CS | 1 | Standard
4202 | 7172 | 1001329533 | PY50182 | -33.7853 | 151.1776 | 1 | CS | 1 | Standard
4203 | 644101 | 1001329563 | PY50184 | -33.7857 | 151.178 | 1 | CS | 2 | Standard
4204 | 7175 | 1001329538 | PY50183 | -33.7864 | 151.1783 | 1 | CS | 1 | Standard
4205 | 7168 | 1001329514 | PY50178 | -33.7836 | 151.1753 | 1 | CS | 1 | Standard
4206 | 7169 | 1001329519 | PY50179 | -33.7839 | 151.1759 | 1 | CS | 1 | Standard
4207 | 7170 | 1001329523 | PY50180 | -33.7843 | 151.1765 | 1 | CS | 1 | Standard
4208 | 7161 | 1001329478 | PY50171 | -33.7817 | 151.1711 | 1 | CS | 1 | Standard
4209 | 7160 | 1001329474 | PY50170 | -33.7813 | 151.1705 | 1 | CS | 1 | Standard
4210 | 7163 | 1001329489 | PY50173 | -33.7827 | 151.1721 | 1 | CS | 2 | Standard
4211 | 7164 | 1001329494 | PY50174 | -33.7829 | 151.1729 | 1 | CS | 1 | Standard
4212 | 7162 | 1001329484 | PY50172 | -33.7822 | 151.1716 | 1 | CS | 1 | Standard
4213 | 150291 | 1001325098 | PY50099 | -33.785 | 151.1282 | 1 | CS | 2 | Standard
4214 | 2894162 | 1001704926 | PY00768 | -33.7862 | 151.131 | 1 | CS | 2 | Standard
4215 | 150293 | 1001325103 | PY50101 | -33.7865 | 151.1305 | 1 | CS | 4 | Standard
4216 | 133129 | 1001325124 | PY50098 | -33.7862 | 151.1299 | 1 | CS | 4 | Standard
4217 | 1459963 | 1001325111 | GL10304 | -33.7871 | 151.1322 | 1 | CS | 4 | Standard
4218 | 150295 | 1001325106 | GL10004 | -33.7874 | 151.1318 | 1 | CS | 2 | Standard
4219 | 1459967 | 1001325159 | GL10007 | -33.7877 | 151.1321 | 1 | CS | 4 | Standard
4220 | 2108359 | 1003145929 | PY02136 | -33.7859 | 151.1274 | 2 | CS | 4 | Comms
4221 | 150292 | 1001325128 | PY50100 | -33.7852 | 151.1286 | 1 | CS | 2 | Standard
4222 | 2108358 | 1003145936 | PY02138 | -33.786 | 151.1295 | 2 | Not CS | 0 | Comms
4223 | 7174 | 1001325133 | PY50095 | -33.7863 | 151.1293 | 1 | CS | 1 | Standard
4224 | 7176 | 1001325138 | PY50096 | -33.7866 | 151.1293 | 1 | CS | 4 | Standard
4225 | 7179 | 1001325144 | PY50097 | -33.7869 | 151.1292 | 1 | CS | 4 | Standard
4226 | 7185 | 1001325154 | GL10002 | -33.7874 | 151.1292 | 1 | CS | 1 | Standard
4227 | 7182 | 1001325149 | GL10000 | -33.7872 | 151.1291 | 1 | CS | 4 | Standard
4228 | 7184 | 1001329081 | GL10001 | -33.7874 | 151.1295 | 1 | CS | 2 | Standard
4229 | 2086884 | 1003145930 | GL02847 | -33.7871 | 151.1261 | 2 | CS | 4 | Comms
4230 | 7140 | 1001332544 | PY50086 | -33.7745 | 151.1163 | 1 | CS | 1 | Standard
4231 | 7146 | 1001332570 | PY50087 | -33.7764 | 151.1075 | 1 | CS | 1 | Standard
4232 | 7144 | 1001325083 | PY50093 | -33.7758 | 151.1233 | 1 | CS | 1 | Standard
4233 | 2022474 | 1001520047 | PY00587 | -33.7733 | 151.1183 | 1 | CS | 3 | Standard
4234 | 2108354 | 1001518847 | PY00589 | -33.7735 | 151.1175 | 1 | CS | 2 | Standard
4235 | 2022475 | 1001520048 | PY00588 | -33.7735 | 151.1175 | 1 | CS | 2 | Standard
4236 | 7149 | 1001332556 | PY50089 | -33.777 | 151.1208 | 1 | CS | 3 | Standard
4237 | 7148 | 1001332547 | PY50088 | -33.7769 | 151.1209 | 1 | CS | 3 | Standard
4238 | 7151 | 1001332534 | PY50090 | -33.7771 | 151.1208 | 1 | CS | 1 | Standard
4239 | 7154 | 1001332539 | PY50092 | -33.7782 | 151.1202 | 1 | CS | 1 | Standard
4240 | 7152 | 1001332565 | PY50091 | -33.7777 | 151.1203 | 1 | CS | 1 | Standard
4241 | 21471 | 1001325088 | PY50094 | -33.7781 | 151.1246 | 1 | CS | 2 | Standard
4242 | 2086886 | 1003145932 | GL02848 | -33.787 | 151.1254 | 2 | CS | 1 | Comms
4243 | 1834290 | 1003145933 | PY02137 | -33.7864 | 151.1221 | 2 | CS | 1 | Comms
4244 | 1834293 | 1003145935 | EP01448 | -33.7714 | 151.0965 | 2 | CS | 1 | Comms
4245 | 7134 | 1001332524 | EP38050 | -33.7737 | 151.0962 | 1 | CS | 1 | Standard
4246 | 7192 | 1001325073 | GL10003 | -33.7883 | 151.1284 | 1 | CS | 1 | Standard
4247 | 70337418 | 1003137549 | GL02838 | -33.7913 | 151.1308 | 2 | CS | 1 | Comms
4248 | 82984848 | 1003162651 | PA10731 | -33.8115 | 151.0907 | 2 | CS | 1 | Comms
4249 | 82984852 | 1003162650 | PA10730 | -33.8116 | 151.0908 | 2 | CS | 1 | Comms
4250 | 83390180 | 1003162653 | PA10733 | -33.8125 | 151.0898 | 2 | CS | 1 | Comms
4251 | 83390177 | 1003162652 | PA10732 | -33.8126 | 151.0898 | 2 | CS | 1 | Comms
4252 | 1834342 | 1003155898 | PA10725 | -33.8137 | 151.0942 | 2 | CS | 1 | Comms
4253 | 114587966 | 1003155902 | PA10726 | -33.8216 | 151.097 | 2 | CS | 2 | Comms
4254 | 7520 | 1001323970 | PA10023 | -33.8254 | 151.0864 | 1 | CS | 1 | Standard
4255 | 7522 | 1001323980 | PA10025 | -33.8262 | 151.0867 | 1 | CS | 1 | Standard
4256 | 7521 | 1001323975 | PA10024 | -33.8261 | 151.0862 | 1 | Not CS | 0 | Standard
4257 | 112628698 | 1003173397 | PA10742 | -33.8252 | 151.0779 | 1 | CS | 2 | Standard
4258 | 112628730 | 1003173399 | PA10744 | -33.8255 | 151.0784 | 1 | CS | 2 | Standard
4259 | 116720236 | 1003173080 | PA10739 | -33.8257 | 151.0786 | 1 | CS | 2 | Standard
4260 | 115765313 | 1003173403 | PA10748 | -33.8257 | 151.0786 | 1 | CS | 2 | Standard
4261 | 115799882 | 1003173401 | PA10746 | -33.8258 | 151.079 | 1 | CS | 2 | Standard
4262 | 115827100 | 1003173404 | PA10749 | -33.8263 | 151.0781 | 1 | CS | 2 | Standard
4263 | 150297 | 1001325118 | GL10006 | -33.7889 | 151.133 | 1 | CS | 1 | Standard
4264 | 150296 | 1001325093 | GL10005 | -33.7904 | 151.1315 | 1 | CS | 2 | Standard
4265 | 1374092 | 1001327185 | GL10297 | -33.8002 | 151.1424 | 1 | CS | 1 | Standard
4266 | 1374093 | 1001327033 | GL10298 | -33.8004 | 151.1428 | 1 | CS | 1 | Standard
4267 | 1374089 | 1001327170 | GL10294 | -33.7997 | 151.1411 | 1 | CS | 1 | Standard
4268 | 1374087 | 1001327211 | GL10292 | -33.7994 | 151.1404 | 1 | CS | 1 | Standard
4269 | 1374088 | 1001327165 | GL10293 | -33.7996 | 151.1408 | 1 | CS | 3 | Standard
4270 | 1374090 | 1001327175 | GL10295 | -33.7999 | 151.1415 | 1 | CS | 2 | Standard
4271 | 1374091 | 1001327180 | GL10296 | -33.8 | 151.1419 | 1 | CS | 2 | Standard
4272 | 1374094 | 1001327036 | GL10299 | -33.8006 | 151.1432 | 1 | CS | 2 | Standard
4273 | 1116440 | 1001325132 | GL10013 | -33.8007 | 151.1434 | 1 | CS | 2 | Standard
4274 | 1116441 | 1001325137 | GL10014 | -33.8012 | 151.1441 | 1 | CS | 1 | Standard
4275 | 70337432 | 1003137550 | GL02839 | -33.7928 | 151.1328 | 2 | CS | 1 | Comms
4276 | 70337444 | 1003137547 | GL02836 | -33.794 | 151.137 | 2 | CS | 1 | Comms
4277 | 3040156 | 1003137548 | GL02837 | -33.7946 | 151.1398 | 2 | CS | 1 | Comms
4278 | 236232141 | 1001329076 | GL10012 | -33.7974 | 151.1401 | 1 | CS | 2 | Standard
4279 | 7223 | 1001329071 | GL10011 | -33.7978 | 151.1397 | 1 | CS | 1 | Standard
4280 | 7213 | 1001325078 | GL10010 | -33.7966 | 151.1376 | 1 | CS | 1 | Standard
4281 | 1374081 | 1001327127 | GL10286 | -33.7976 | 151.1377 | 1 | CS | 2 | Standard
4282 | 1374080 | 1001327124 | GL10285 | -33.7971 | 151.1372 | 1 | CS | 2 | Standard
4283 | 1374082 | 1001327160 | GL10287 | -33.798 | 151.1382 | 1 | CS | 2 | Standard
4284 | 1374083 | 1001327190 | GL10288 | -33.7985 | 151.1389 | 1 | CS | 2 | Standard
4285 | 1374084 | 1001327195 | GL10289 | -33.7989 | 151.1394 | 1 | CS | 2 | Standard
4286 | 1374085 | 1001327200 | GL10290 | -33.7991 | 151.1397 | 1 | CS | 2 | Standard
4287 | 1374086 | 1001327206 | GL10291 | -33.7993 | 151.14 | 1 | CS | 2 | Standard
4288 | 7181 | 1001329543 | GL10015 | -33.787 | 151.1786 | 1 | CS | 1 | Standard
4289 | 7187 | 1001329548 | GL10016 | -33.7876 | 151.1789 | 1 | CS | 1 | Standard
4290 | 7191 | 1001329389 | GL10026 | -33.7883 | 151.1795 | 1 | CS | 1 | Standard
4291 | 7189 | 1001329558 | GL10024 | -33.7881 | 151.1794 | 1 | CS | 1 | Standard
4292 | 7188 | 1001329553 | GL10023 | -33.7881 | 151.1797 | 1 | CS | 1 | Standard
4293 | 7190 | 1001319275 | GL10025 | -33.7881 | 151.1797 | 1 | CS | 1 | Standard
4294 | 7193 | 1001329394 | GL10027 | -33.7887 | 151.1798 | 1 | CS | 1 | Standard
4295 | 7194 | 1001329398 | GL10028 | -33.7893 | 151.1801 | 1 | CS | 1 | Standard
4296 | 7195 | 1001325014 | GL10029 | -33.7899 | 151.1803 | 1 | CS | 1 | Standard
4297 | 7196 | 1001325048 | GL10030 | -33.7904 | 151.1804 | 1 | CS | 1 | Standard
4298 | 652690 | 1001323965 | GL10022 | -33.7948 | 151.178 | 1 | CS | 1 | Preformed
4299 | 7203 | 1001325038 | GL10036 | -33.7956 | 151.1814 | 1 | CS | 1 | Standard
4300 | 7202 | 1001333789 | GL10017 | -33.7953 | 151.1784 | 1 | CS | 1 | Standard
4301 | 7205 | 1001333793 | GL10018 | -33.796 | 151.1782 | 1 | CS | 1 | Standard
4302 | 7216 | 1001333797 | GL10019 | -33.7966 | 151.1781 | 1 | CS | 1 | Standard
4303 | 7220 | 1001333801 | GL10020 | -33.7972 | 151.1782 | 1 | CS | 1 | Standard
4304 | 98774 | 1001319507 | GL10049 | -33.7966 | 151.1816 | 1 | CS | 2 | Standard
4305 | 7219 | 1001325302 | GL10046 | -33.7971 | 151.1812 | 1 | CS | 3 | Standard
4306 | 7218 | 1001332791 | GL10045 | -33.7968 | 151.1815 | 1 | CS | 3 | Standard
4307 | 1378374 | 1001333809 | GL10300 | -33.7978 | 151.1811 | 1 | CS | 1 | Standard
4308 | 1378375 | 1001333813 | GL10301 | -33.7976 | 151.1814 | 1 | CS | 1 | Standard
4309 | 7222 | 1001325333 | GL10047 | -33.7977 | 151.1815 | 1 | CS | 1 | Standard
4310 | 7224 | 1001333805 | GL10021 | -33.7979 | 151.1785 | 1 | CS | 1 | Standard
4311 | 7226 | 1001331837 | GL10053 | -33.7985 | 151.1787 | 1 | CS | 3 | Standard
4312 | 7227 | 1001331841 | GL10054 | -33.7991 | 151.179 | 1 | CS | 2 | Standard
4313 | 7231 | 1001331848 | GL10055 | -33.7997 | 151.1793 | 1 | CS | 1 | Standard
4314 | 7232 | 1001331853 | GL10058 | -33.8003 | 151.1795 | 1 | CS | 1 | Standard
4315 | 7233 | 1001331858 | GL10059 | -33.8009 | 151.1797 | 1 | CS | 1 | Standard
4316 | 7234 | 1001331863 | GL10060 | -33.8014 | 151.1797 | 1 | CS | 1 | Standard
4317 | 7235 | 1001331868 | GL10061 | -33.8016 | 151.1797 | 1 | CS | 3 | Standard
4318 | 7236 | 1001331873 | GL10062 | -33.8022 | 151.1797 | 1 | CS | 3 | Standard
4319 | 7237 | 1001331878 | GL10063 | -33.8029 | 151.1796 | 1 | CS | 1 | Standard
4320 | 7239 | 1001325202 | GL10065 | -33.8037 | 151.1799 | 1 | CS | 1 | Standard
4321 | 7238 | 1001331883 | GL10064 | -33.8036 | 151.1794 | 1 | CS | 3 | Standard
4322 | 7242 | 1001325176 | GL10070 | -33.8042 | 151.1801 | 1 | CS | 3 | Standard
4323 | 7245 | 1001325227 | GL10073 | -33.8043 | 151.1798 | 1 | CS | 1 | Standard
4324 | 7241 | 1001331888 | GL10056 | -33.8042 | 151.1793 | 1 | CS | 1 | Standard
4325 | 7248 | 1001325276 | GL10076 | -33.8044 | 151.18 | 1 | CS | 1 | Standard
4326 | 7259 | 1001331905 | GL10086 | -33.8052 | 151.18 | 1 | CS | 2 | Standard
4327 | 7253 | 1001331893 | GL10057 | -33.8048 | 151.1793 | 1 | CS | 2 | Standard
4328 | 7243 | 1001329023 | GL10071 | -33.8042 | 151.1805 | 1 | CS | 2 | Standard
4329 | 7240 | 1001325217 | GL10069 | -33.8041 | 151.1803 | 1 | CS | 1 | Standard
4330 | 7244 | 1001325187 | GL10072 | -33.8043 | 151.1803 | 1 | CS | 1 | Standard
4331 | 7246 | 1001325256 | GL10074 | -33.8043 | 151.1802 | 1 | CS | 1 | Standard
4332 | 7249 | 1001325232 | GL10077 | -33.8044 | 151.1804 | 1 | CS | 1 | Standard
4333 | 7250 | 1001325247 | GL10078 | -33.8047 | 151.1805 | 1 | CS | 1 | Standard
4334 | 7251 | 1001325251 | GL10079 | -33.8048 | 151.1804 | 1 | CS | 1 | Standard
4335 | 7247 | 1001329028 | GL10075 | -33.8044 | 151.1806 | 1 | CS | 1 | Standard
4336 | 7254 | 1001321422 | GL10081 | -33.8049 | 151.1807 | 1 | CS | 1 | Standard
4337 | 7255 | 1001321428 | GL10082 | -33.8049 | 151.1806 | 1 | CS | 1 | Standard
4338 | 7258 | 1001321554 | GL10085 | -33.8052 | 151.1809 | 1 | CS | 1 | Standard
4339 | 7252 | 1001323681 | GL10080 | -33.8048 | 151.1803 | 1 | CS | 1 | Standard
4340 | 7256 | 1001331898 | GL10083 | -33.8049 | 151.1805 | 1 | CS | 1 | Standard
4341 | 7257 | 1001329403 | GL10084 | -33.805 | 151.1803 | 1 | CS | 1 | Standard
4342 | 7261 | 1001321432 | GL10088 | -33.8053 | 151.181 | 1 | CS | 3 | Standard
4343 | 7264 | 1001321438 | GL10091 | -33.8058 | 151.1813 | 1 | CS | 1 | Standard
4344 | 7265 | 1001321443 | GL10092 | -33.8063 | 151.1816 | 1 | CS | 2 | Standard
4345 | 7266 | 1001321448 | GL10093 | -33.8067 | 151.181 | 1 | CS | 2 | Standard
4346 | 7263 | 1001323731 | GL10090 | -33.8054 | 151.1795 | 1 | CS | 3 | Standard
4347 | 7262 | 1001331910 | GL10089 | -33.8053 | 151.1797 | 1 | CS | 1 | Standard
4348 | 7267 | 1001321453 | GL10094 | -33.8072 | 151.1813 | 1 | CS | 1 | Standard
4349 | 7268 | 1001321458 | GL10095 | -33.8078 | 151.1817 | 1 | CS | 1 | Standard
4350 | 81829 | 1001321475 | GL10103 | -33.8084 | 151.1821 | 1 | CS | 3 | Standard
4351 | 81830 | 1001321481 | GL10104 | -33.8086 | 151.1822 | 1 | CS | 1 | Standard
4352 | 7272 | 1001321463 | GL10096 | -33.8089 | 151.1816 | 1 | CS | 1 | Standard
4353 | 7274 | 1001321559 | GL10171 | -33.8097 | 151.1816 | 1 | CS | 1 | Standard
4354 | 7273 | 1001321465 | GL10097 | -33.8091 | 151.1812 | 1 | CS | 1 | Standard
4355 | 7275 | 1001321564 | GL10172 | -33.8102 | 151.1821 | 1 | CS | 1 | Standard
4356 | 7284 | 1001321574 | GL10174 | -33.8107 | 151.1824 | 1 | CS | 1 | Standard
4357 | 7294 | 1001325829 | GL10179 | -33.8124 | 151.181 | 1 | CS | 1 | Standard
4358 | 678454 | 1001321502 | GL10185 | -33.8133 | 151.1822 | 1 | CS | 1 | Standard
4359 | 7283 | 1001332107 | GL10151 | -33.8107 | 151.1471 | 1 | CS | 1 | Standard
4360 | 7279 | 1001332102 | GL10139 | -33.8106 | 151.1464 | 1 | CS | 1 | Standard
4361 | 7280 | 1001323930 | GL10140 | -33.8106 | 151.1461 | 1 | CS | 1 | Standard
4362 | 7285 | 1001323787 | GL10141 | -33.8109 | 151.146 | 1 | CS | 1 | Standard
4363 | 7288 | 1001323758 | GL10143 | -33.8111 | 151.1464 | 1 | CS | 1 | Standard
4364 | 7287 | 1001323797 | GL10142 | -33.8111 | 151.1464 | 1 | CS | 1 | Standard
4365 | 7289 | 1001323767 | GL10144 | -33.8112 | 151.146 | 1 | Not CS | 0 | Standard
4366 | 7399 | 1001333998 | GL10136 | -33.8283 | 151.1294 | 1 | CS | 1 | Standard
4367 | 7397 | 1001332086 | GL10134 | -33.8282 | 151.1296 | 1 | CS | 1 | Standard
4368 | 7398 | 1001332097 | GL10135 | -33.8283 | 151.1295 | 1 | CS | 1 | Standard
4369 | 7396 | 1001332091 | GL10133 | -33.8282 | 151.1293 | 1 | CS | 1 | Standard
4370 | 7533 | 1001327113 | GL10279 | -33.8469 | 151.1709 | 1 | CS | 1 | Standard
4371 | 7571 | 1001333898 | GL10280 | -33.8543 | 151.1739 | 1 | CS | 1 | Standard
4372 | 7598 | 1001333910 | LE50116 | -33.8573 | 151.1712 | 1 | CS | 1 | Standard
4373 | 7599 | 1001329018 | LE50125 | -33.8577 | 151.181 | 1 | CS | 1 | Standard
4374 | 7606 | 1001332465 | LE50117 | -33.8603 | 151.1672 | 1 | CS | 1 | Standard
4375 | 7610 | 1001333889 | LE50119 | -33.8607 | 151.1677 | 1 | CS | 1 | Standard
4376 | 1176558 | 1001327012 | LE51199 | -33.86 | 151.1663 | 1 | CS | 2 | Standard
4377 | 7590 | 1001333965 | LE50077 | -33.8561 | 151.1425 | 1 | CS | 1 | Standard
4378 | 7582 | 1001333940 | LE50073 | -33.8554 | 151.1404 | 1 | CS | 1 | Standard
4379 | 7587 | 1001333956 | LE50075 | -33.8558 | 151.1418 | 1 | CS | 1 | Standard
4380 | 7584 | 1001333948 | LE50074 | -33.8555 | 151.1411 | 1 | CS | 1 | Standard
4381 | 7580 | 1001333934 | LE50067 | -33.8551 | 151.1388 | 1 | CS | 1 | Standard
4382 | 7581 | 1001333937 | LE50072 | -33.8552 | 151.1396 | 1 | CS | 1 | Standard
4383 | 7575 | 1001333990 | LE50064 | -33.8549 | 151.1373 | 1 | CS | 1 | Standard
4384 | 7576 | 1001333922 | LE50065 | -33.8549 | 151.1374 | 1 | CS | 1 | Standard
4385 | 7578 | 1001333926 | LE50066 | -33.855 | 151.1381 | 1 | CS | 1 | Standard
4386 | 7585 | 1001333994 | LE50068 | -33.8556 | 151.1355 | 1 | CS | 1 | Standard
4387 | 7555 | 1001223933 | GL10265 | -33.8522 | 151.1517 | 1 | CS | 1 | Standard
4388 | 7554 | 1001223928 | GL10264 | -33.8522 | 151.1516 | 1 | CS | 1 | Standard
4389 | 7556 | 1001223938 | GL10266 | -33.8522 | 151.1517 | 1 | CS | 1 | Standard
4390 | 7560 | 1001333906 | GL10267 | -33.8526 | 151.152 | 1 | CS | 1 | Standard
4391 | 7566 | 1001327145 | GL10271 | -33.8534 | 151.1508 | 1 | CS | 1 | Standard
4392 | 7561 | 1001223943 | GL10268 | -33.8529 | 151.1517 | 1 | CS | 1 | Standard
4393 | 7563 | 1001223948 | GL10269 | -33.853 | 151.1518 | 1 | CS | 1 | Standard
4394 | 7564 | 1001327138 | GL10270 | -33.853 | 151.1514 | 1 | CS | 1 | Standard
4395 | 7568 | 1001327150 | GL10272 | -33.8538 | 151.1502 | 1 | CS | 1 | Standard
4396 | 7551 | 1001325863 | GL10257 | -33.8519 | 151.1452 | 1 | CS | 1 | Standard
4397 | 7552 | 1001325868 | GL10258 | -33.852 | 151.1453 | 1 | CS | 1 | Standard
4398 | 7559 | 1001333902 | GL10259 | -33.8525 | 151.1458 | 1 | CS | 1 | Standard
4399 | 7567 | 1001327133 | GL10261 | -33.8535 | 151.1468 | 1 | CS | 1 | Standard
4400 | 7569 | 1001327155 | GL10273 | -33.8541 | 151.1473 | 1 | CS | 1 | Standard
4401 | 7570 | 1001327109 | GL10274 | -33.8542 | 151.1496 | 1 | CS | 1 | Standard
4402 | 7573 | 1001332589 | LE50088 | -33.8546 | 151.1489 | 1 | CS | 1 | Standard
4403 | 7572 | 1001332634 | LE50087 | -33.8546 | 151.1477 | 1 | CS | 1 | Standard
4404 | 7577 | 1001332594 | LE50090 | -33.855 | 151.1484 | 1 | CS | 1 | Standard
4405 | 7574 | 1001333918 | LE50089 | -33.8548 | 151.148 | 1 | CS | 1 | Standard
4406 | 7579 | 1001333930 | LE50091 | -33.8551 | 151.1482 | 1 | CS | 1 | Standard
4407 | 7583 | 1001333944 | LE50092 | -33.8554 | 151.1477 | 1 | CS | 1 | Standard
4408 | 7586 | 1001333952 | LE50093 | -33.8557 | 151.1473 | 1 | CS | 1 | Standard
4409 | 7588 | 1001332599 | LE50094 | -33.8558 | 151.1471 | 1 | CS | 1 | Standard
4410 | 7565 | 1001327004 | GL10260 | -33.8531 | 151.1463 | 1 | CS | 1 | Standard
4411 | 7589 | 1001333960 | LE50076 | -33.8561 | 151.1468 | 1 | CS | 1 | Standard
4412 | 7594 | 1001333978 | LE50081 | -33.8568 | 151.1439 | 1 | CS | 1 | Standard
4413 | 7592 | 1001333969 | LE50079 | -33.8565 | 151.1432 | 1 | CS | 1 | Standard
4414 | 7593 | 1001333974 | LE50080 | -33.8567 | 151.1459 | 1 | CS | 2 | Standard
4415 | 7596 | 1001333986 | LE50083 | -33.8571 | 151.1453 | 1 | CS | 1 | Standard
4416 | 7597 | 1001332629 | LE50084 | -33.8573 | 151.1451 | 1 | CS | 1 | Standard
4417 | 7595 | 1001333982 | LE50082 | -33.8571 | 151.1446 | 1 | CS | 1 | Standard
4419 | 7601 | 1001333894 | LE50069 | -33.8586 | 151.1346 | 1 | CS | 1 | Standard
4420 | 407933 | 1001325819 | LE50013 | -33.8664 | 151.1302 | 1 | CS | 1 | Standard
4421 | 407969 | 1001325846 | LE50048 | -33.8666 | 151.13 | 1 | CS | 2 | Standard
4422 | 407948 | 1001325837 | LE50028 | -33.8668 | 151.1301 | 1 | CS | 1 | Standard
4423 | 407947 | 1001325832 | LE50027 | -33.8671 | 151.1301 | 1 | CS | 1 | Standard
4424 | 407944 | 1001327494 | LE50024 | -33.8673 | 151.1301 | 1 | CS | 2 | Standard
4425 | 407945 | 1001325822 | LE50025 | -33.8673 | 151.13 | 1 | CS | 1 | Standard
4426 | 407949 | 1001325842 | LE50029 | -33.8671 | 151.1298 | 1 | CS | 1 | Standard
4427 | 407946 | 1001325827 | LE50026 | -33.8675 | 151.1298 | 1 | CS | 1 | Standard
4428 | 407968 | 1001327489 | LE50047 | -33.8676 | 151.1299 | 1 | CS | 1 | Standard
4429 | 407964 | 1001325871 | LE50043 | -33.8679 | 151.1297 | 1 | CS | 1 | Standard
4430 | 407963 | 1001325866 | LE50042 | -33.8679 | 151.1297 | 1 | CS | 1 | Standard
4431 | 407966 | 1001327484 | LE50045 | -33.868 | 151.1298 | 1 | CS | 1 | Standard
4432 | 407965 | 1001327479 | LE50044 | -33.8682 | 151.1298 | 1 | CS | 1 | Standard
4433 | 7523 | 1001323891 | PA10123 | -33.8381 | 151.0844 | 1 | CS | 1 | Standard
4434 | 7524 | 1001323896 | PA10124 | -33.8384 | 151.0841 | 1 | CS | 1 | Standard
4435 | 7600 | 1001325408 | LE50004 | -33.8582 | 151.1194 | 1 | CS | 1 | Standard
4436 | 407962 | 1001325861 | LE50041 | -33.8681 | 151.1296 | 1 | CS | 1 | Standard
4437 | 407961 | 1001325856 | LE50040 | -33.8682 | 151.1296 | 1 | CS | 1 | Standard
4438 | 2370304 | 1001625651 | LE01882 | -33.8667 | 151.1154 | 1 | CS | 1 | Sheath Pit
4439 | 7542 | 1001325834 | PA10183 | -33.8504 | 151.0854 | 1 | CS | 1 | Standard
4440 | 7617 | 1001332605 | LE50009 | -33.8671 | 151.0985 | 1 | CS | 1 | Standard
4441 | 295311262 | 1003229859 | RP21661 | -33.8636 | 151.0838 | 2 | CS | 4 | Comms
4442 | 7602 | 1001332577 | RP30045 | -33.8587 | 151.0876 | 1 | CS | 1 | Standard
4443 | 82056 | 1001625628 | RP18251 | -33.8585 | 151.0918 | 1 | CS | 1 | Sheath Pit
4444 | 7611 | 1001331162 | RP30053 | -33.8641 | 151.0843 | 1 | CS | 4 | Standard
4445 | 7613 | 1001331165 | RP30054 | -33.8643 | 151.0846 | 1 | CS | 4 | Standard
4446 | 92075798 | 1003200656 | PA10766 | -33.7904 | 151.0679 | 2 | CS | 1 | Comms
4447 | 7197 | 1001325094 | PA10000 | -33.7912 | 151.0683 | 1 | CS | 1 | Standard
4448 | 7198 | 1001325114 | PA10001 | -33.7913 | 151.0683 | 1 | Not CS | 0 | Standard
4449 | 92072151 | 1003200673 | PA10768 | -33.7916 | 151.0682 | 2 | CS | 1 | Comms
4450 | 92072155 | 1003200674 | PA10767 | -33.7917 | 151.0683 | 2 | CS | 1 | Comms
4451 | 1834329 | 1003271921 | PA10902 | -33.8171 | 151.0741 | 2 | CS | 1 | Comms
4452 | 71120451 | 1003229934 | PA10788 | -33.8244 | 151.0764 | 2 | CS | 1 | Comms
4453 | 2546352 | 1003267866 | PA10887 | -33.8307 | 151.0513 | 2 | Not CS | 0 | Comms
4454 | 2546353 | 1003267865 | PA10886 | -33.8304 | 151.0502 | 2 | Not CS | 0 | Comms
4455 | 2546351 | 1003267867 | PA10888 | -33.8314 | 151.054 | 2 | CS | 1 | Comms
4456 | 2546350 | 1003267871 | PA10889 | -33.8327 | 151.059 | 2 | CS | 1 | Comms
4457 | 562528 | 1001325281 | PA10043 | -33.8399 | 151.06 | 1 | CS | 1 | Preformed
4458 | 562524 | 1001325312 | PA10039 | -33.8414 | 151.0592 | 1 | CS | 1 | Preformed
4459 | 562523 | 1001325307 | PA10038 | -33.8422 | 151.0587 | 1 | CS | 1 | Standard
4460 | 562526 | 1001325323 | PA10041 | -33.8431 | 151.0613 | 1 | CS | 1 | Preformed
4461 | 562525 | 1001325317 | PA10040 | -33.8433 | 151.0613 | 1 | CS | 4 | Preformed
4462 | 562527 | 1001325328 | PA10042 | -33.8433 | 151.0616 | 1 | CS | 1 | Preformed
4463 | 498110 | 1001325192 | PA10072 | -33.8442 | 151.0611 | 1 | CS | 1 | Preformed
4464 | 498111 | 1001325196 | PA10073 | -33.8448 | 151.0607 | 1 | CS | 1 | Preformed
4465 | 498112 | 1001325261 | PA10074 | -33.8453 | 151.0605 | 1 | Not CS | 0 | Preformed
4466 | 498113 | 1001325266 | PA10075 | -33.8451 | 151.0602 | 1 | CS | 1 | Preformed
4467 | 498127 | 1001325271 | PA10076 | -33.8454 | 151.0594 | 1 | CS | 1 | Preformed
4468 | 498108 | 1001325182 | PA10071 | -33.8461 | 151.0601 | 1 | CS | 1 | Preformed
4469 | 562543 | 1001323668 | PA10079 | -33.8478 | 151.0614 | 1 | CS | 1 | Preformed
4470 | 562544 | 1001323673 | PA10080 | -33.8478 | 151.0611 | 1 | CS | 1 | Preformed
4471 | 1292495 | 1001332121 | PA10195 | -33.8443 | 151.0423 | 1 | CS | 4 | Standard
4472 | 1292494 | 1001332117 | PA10194 | -33.8443 | 151.0423 | 1 | CS | 4 | Standard
4473 | 7530 | 1001331297 | PA10049 | -33.8448 | 151.0421 | 1 | CS | 1 | Standard
4474 | 7534 | 1001331268 | PA10051 | -33.8481 | 151.0455 | 1 | CS | 4 | Standard
4475 | 7535 | 1001331274 | PA10052 | -33.8483 | 151.0453 | 1 | CS | 4 | Standard
4476 | 7536 | 1001325379 | PA10053 | -33.8484 | 151.0452 | 1 | CS | 4 | Standard
4477 | 7537 | 1001325384 | PA10054 | -33.8485 | 151.0446 | 1 | CS | 4 | Standard
4478 | 7538 | 1001325338 | PA10055 | -33.8485 | 151.0446 | 1 | CS | 4 | Standard
4479 | 7539 | 1001325343 | PA10056 | -33.8487 | 151.045 | 1 | CS | 2 | Standard
4480 | 7532 | 1001332112 | PA10050 | -33.8465 | 151.0416 | 1 | CS | 4 | Standard
4481 | 113535272 | 1003272482 | PA10904 | -33.8487 | 151.0373 | 2 | CS | 4 | Comms
4482 | 558222 | 1001323582 | PA10104 | -33.8324 | 151.0727 | 1 | CS | 1 | Standard
4483 | 498125 | 1001323577 | PA10103 | -33.8327 | 151.0731 | 1 | CS | 2 | Standard
4484 | 562514 | 1001323538 | PA10105 | -33.834 | 151.0678 | 1 | CS | 1 | Preformed
4485 | 2546349 | 1003267872 | PA10890 | -33.8332 | 151.0615 | 2 | CS | 1 | Comms
4486 | 2546348 | 1003267873 | PA10891 | -33.8339 | 151.0632 | 2 | CS | 1 | Comms
4487 | 2546358 | 1003267874 | PA10892 | -33.8352 | 151.0651 | 2 | CS | 1 | Comms
4488 | 2546355 | 1003267875 | PA10893 | -33.8352 | 151.0658 | 2 | CS | 1 | Comms
4489 | 562535 | 1001325171 | PA10037 | -33.8365 | 151.0635 | 1 | CS | 1 | Preformed
4490 | 498122 | 1001323557 | PA10109 | -33.8335 | 151.0744 | 1 | CS | 1 | Preformed
4491 | 498119 | 1001323552 | PA10108 | -33.8374 | 151.0765 | 1 | CS | 1 | Preformed
4492 | 498118 | 1001323751 | PA10121 | -33.839 | 151.075 | 1 | CS | 1 | Preformed
4493 | 498124 | 1001323886 | PA10122 | -33.8415 | 151.0761 | 1 | CS | 1 | Preformed
4494 | 562587 | 1001325923 | PA10158 | -33.8447 | 151.0757 | 1 | CS | 1 | Preformed
4495 | 498117 | 1001323901 | PA10125 | -33.8462 | 151.0733 | 1 | CS | 1 | Preformed
4496 | 562534 | 1001325369 | PA10048 | -33.8413 | 151.0652 | 1 | CS | 1 | Preformed
4497 | 562533 | 1001325364 | PA10047 | -33.8419 | 151.0635 | 1 | CS | 1 | Preformed
4498 | 562532 | 1001325296 | PA10046 | -33.8422 | 151.0626 | 1 | CS | 1 | Preformed
4499 | 498123 | 1001323638 | PA10114 | -33.8398 | 151.0684 | 1 | CS | 1 | Preformed
4500 | 498109 | 1001323618 | PA10110 | -33.8403 | 151.068 | 1 | CS | 1 | Preformed
4501 | 498114 | 1001323623 | PA10111 | -33.8397 | 151.0686 | 1 | CS | 1 | Preformed
4502 | 498115 | 1001323628 | PA10112 | -33.84 | 151.0688 | 1 | CS | 1 | Preformed
4503 | 498116 | 1001323633 | PA10113 | -33.8401 | 151.0684 | 1 | CS | 1 | Preformed
4504 | 536758 | 1001323593 | PA10115 | -33.8412 | 151.0691 | 1 | CS | 1 | Preformed
4505 | 536761 | 1001323603 | PA10117 | -33.8421 | 151.0696 | 1 | CS | 1 | Preformed
4506 | 536759 | 1001323598 | PA10116 | -33.8426 | 151.0699 | 1 | CS | 1 | Preformed
4507 | 562560 | 1001323773 | PA10145 | -33.8435 | 151.0704 | 1 | CS | 1 | Preformed
4508 | 562561 | 1001323837 | PA10146 | -33.8453 | 151.0713 | 1 | CS | 1 | Preformed
4509 | 562566 | 1001323817 | PA10151 | -33.8466 | 151.0719 | 1 | CS | 1 | Preformed
4510 | 562565 | 1001323812 | PA10150 | -33.8467 | 151.0721 | 1 | CS | 2 | Preformed
4511 | 562558 | 1001323802 | PA10143 | -33.8464 | 151.0687 | 1 | CS | 1 | Preformed
4512 | 562559 | 1001323763 | PA10144 | -33.8463 | 151.0689 | 1 | CS | 1 | Preformed
4513 | 562557 | 1001323792 | PA10142 | -33.8474 | 151.07 | 1 | CS | 1 | Preformed
4514 | 536757 | 1001323862 | PA10127 | -33.8476 | 151.0696 | 1 | CS | 1 | Preformed
4515 | 536762 | 1001323872 | PA10129 | -33.8468 | 151.0674 | 1 | CS | 1 | Preformed
4516 | 562555 | 1001323935 | PA10140 | -33.8468 | 151.0677 | 1 | CS | 1 | Preformed
4517 | 562554 | 1001323920 | PA10139 | -33.8475 | 151.0677 | 1 | CS | 1 | Preformed
4518 | 498121 | 1001323905 | PA10126 | -33.8475 | 151.0681 | 1 | CS | 1 | Preformed
4519 | 562552 | 1001323960 | PA10137 | -33.8478 | 151.0679 | 1 | CS | 1 | Preformed
4520 | 562553 | 1001323915 | PA10138 | -33.8476 | 151.0678 | 1 | CS | 1 | Preformed
4521 | 562585 | 1001323827 | PA10153 | -33.8479 | 151.0671 | 1 | CS | 2 | Preformed
4522 | 562531 | 1001325291 | PA10045 | -33.8425 | 151.0621 | 1 | CS | 1 | Preformed
4523 | 562530 | 1001325286 | PA10044 | -33.8431 | 151.0627 | 1 | CS | 1 | Preformed
4524 | 562529 | 1001325237 | PA10077 | -33.8436 | 151.0625 | 1 | CS | 1 | Preformed
4525 | 562584 | 1001323822 | PA10152 | -33.8447 | 151.0663 | 1 | CS | 2 | Standard
4526 | 562562 | 1001323842 | PA10147 | -33.8448 | 151.0664 | 1 | CS | 2 | Preformed
4527 | 498107 | 1001325222 | PA10070 | -33.8452 | 151.065 | 1 | CS | 1 | Preformed
4528 | 562542 | 1001325242 | PA10078 | -33.8466 | 151.0655 | 1 | CS | 1 | Preformed
4529 | 562548 | 1001323940 | PA10133 | -33.8472 | 151.0665 | 1 | CS | 1 | Preformed
4530 | 562547 | 1001323910 | PA10132 | -33.8476 | 151.0662 | 1 | CS | 2 | Preformed
4531 | 562546 | 1001323881 | PA10131 | -33.8479 | 151.0664 | 1 | CS | 1 | Preformed
4532 | 536760 | 1001323867 | PA10128 | -33.8481 | 151.0665 | 1 | CS | 1 | Preformed
4533 | 562541 | 1001323722 | PA10098 | -33.8494 | 151.0622 | 1 | CS | 1 | Preformed
4534 | 562539 | 1001323711 | PA10096 | -33.8496 | 151.0624 | 1 | CS | 1 | Preformed
4535 | 562540 | 1001323717 | PA10097 | -33.8495 | 151.062 | 1 | CS | 1 | Preformed
4536 | 562545 | 1001323877 | PA10130 | -33.8489 | 151.0672 | 1 | CS | 1 | Preformed
4537 | 562575 | 1001325994 | PA10170 | -33.849 | 151.0673 | 1 | CS | 1 | Preformed
4538 | 498128 | 1001323643 | PA10085 | -33.8509 | 151.0654 | 1 | CS | 2 | Standard
4539 | 536763 | 1001323648 | PA10086 | -33.8511 | 151.0653 | 1 | CS | 1 | Preformed
4540 | 562516 | 1001323663 | PA10088 | -33.8521 | 151.0637 | 1 | CS | 1 | Preformed
4541 | 562519 | 1001323726 | PA10090 | -33.852 | 151.064 | 1 | CS | 1 | Preformed
4542 | 562517 | 1001323696 | PA10089 | -33.8521 | 151.0641 | 1 | CS | 1 | Preformed
4543 | 105223689 | 1001903517 | PA10598 | -33.8499 | 151.0615 | 2 | CS | 2 | Comms
4544 | 105215460 | 1001903518 | PA10599 | -33.8498 | 151.0618 | 2 | CS | 1 | Comms
4545 | 105215477 | 1001903519 | PA10600 | -33.8497 | 151.0621 | 2 | CS | 2 | Comms
4546 | 562538 | 1001323707 | PA10095 | -33.8497 | 151.0621 | 1 | CS | 1 | Preformed
4547 | 562537 | 1001323702 | PA10094 | -33.8509 | 151.0631 | 1 | CS | 1 | Preformed
4548 | 562515 | 1001323658 | PA10087 | -33.8527 | 151.0626 | 1 | CS | 1 | Preformed
4549 | 562556 | 1001323781 | PA10141 | -33.8485 | 151.0683 | 1 | CS | 1 | Preformed
4550 | 562551 | 1001323955 | PA10136 | -33.8484 | 151.068 | 1 | CS | 2 | Preformed
4551 | 562550 | 1001323950 | PA10135 | -33.8487 | 151.068 | 1 | CS | 1 | Preformed
4552 | 562549 | 1001323945 | PA10134 | -33.8487 | 151.0676 | 1 | CS | 1 | Preformed
4553 | 562563 | 1001323847 | PA10148 | -33.8486 | 151.073 | 1 | CS | 1 | Preformed
4554 | 562564 | 1001323852 | PA10149 | -33.8486 | 151.0733 | 1 | CS | 1 | Preformed
4555 | 562569 | 1001325910 | PA10164 | -33.8497 | 151.0709 | 1 | CS | 1 | Preformed
4556 | 562567 | 1001325801 | PA10181 | -33.8499 | 151.0742 | 1 | CS | 1 | Preformed
4557 | 562570 | 1001325914 | PA10165 | -33.8497 | 151.074 | 1 | CS | 1 | Preformed
4558 | 562573 | 1001325979 | PA10168 | -33.8503 | 151.0689 | 1 | CS | 1 | Preformed
4559 | 562574 | 1001325984 | PA10169 | -33.8505 | 151.0684 | 1 | CS | 1 | Preformed
4560 | 562572 | 1001325947 | PA10167 | -33.8513 | 151.0691 | 1 | CS | 1 | Preformed
4561 | 562568 | 1001325905 | PA10163 | -33.8517 | 151.0703 | 1 | CS | 2 | Preformed
4562 | 562571 | 1001325918 | PA10166 | -33.8516 | 151.0699 | 1 | CS | 1 | Preformed
4563 | 562580 | 1001325969 | PA10175 | -33.8518 | 151.0701 | 1 | CS | 1 | Preformed
4564 | 562578 | 1001325958 | PA10173 | -33.8519 | 151.0695 | 1 | CS | 2 | Preformed
4565 | 562579 | 1001325964 | PA10174 | -33.8521 | 151.0697 | 1 | CS | 1 | Preformed
4566 | 562576 | 1001325999 | PA10171 | -33.8534 | 151.0674 | 1 | CS | 1 | Preformed
4567 | 562577 | 1001325954 | PA10172 | -33.8545 | 151.0674 | 1 | CS | 1 | Preformed
4568 | 562581 | 1001325974 | PA10176 | -33.8537 | 151.0716 | 1 | CS | 1 | Preformed
4569 | 562582 | 1001325821 | PA10177 | -33.8539 | 151.0712 | 1 | CS | 2 | Preformed
4570 | 562583 | 1001325825 | PA10178 | -33.854 | 151.0718 | 1 | CS | 2 | Preformed
4571 | 123497078 | 1001331315 | PA10101 | -33.8539 | 151.0612 | 1 | CS | 2 | Standard
4572 | 123497076 | 1001331305 | PA10099 | -33.8534 | 151.0621 | 1 | Not CS | 0 | Standard
4573 | 123497077 | 1001331310 | PA10100 | -33.8544 | 151.0609 | 1 | CS | 2 | Standard
4574 | 123497072 | 1001331360 | RP30004 | -33.8548 | 151.0615 | 1 | CS | 4 | Standard
4575 | 562520 | 1001323738 | PA10091 | -33.8535 | 151.0648 | 1 | Not CS | 0 | Preformed
4576 | 562521 | 1001323741 | PA10092 | -33.8543 | 151.0657 | 1 | CS | 1 | Preformed
4577 | 562522 | 1001325898 | PA10162 | -33.8545 | 151.0661 | 1 | CS | 1 | Preformed
4578 | 123497071 | 1001321112 | RP30003 | -33.857 | 151.0651 | 1 | CS | 2 | Standard
4579 | 562588 | 1001334233 | PA10182 | -33.8529 | 151.0763 | 1 | CS | 1 | Preformed
4580 | 113535007 | 1003211572 | RP21621 | -33.8551 | 151.0756 | 2 | CS | 4 | Comms
4581 | 7612 | 1001331350 | RP30007 | -33.8643 | 151.0652 | 1 | CS | 4 | Standard
4582 | 7603 | 1001331336 | RP30011 | -33.8596 | 151.0709 | 1 | CS | 4 | Standard
4583 | 7604 | 1001331341 | RP30012 | -33.8599 | 151.0707 | 1 | CS | 1 | Standard
4584 | 7605 | 1001331346 | RP30013 | -33.8602 | 151.0705 | 1 | CS | 4 | Standard
4585 | 7615 | 1001331320 | RP30009 | -33.8656 | 151.0629 | 1 | CS | 4 | Standard
4586 | 7616 | 1001331327 | RP30010 | -33.8662 | 151.0625 | 1 | CS | 4 | Standard
4587 | 7614 | 1001331355 | RP30008 | -33.8644 | 151.0654 | 1 | CS | 4 | Standard
4588 | 113535267 | 1003272483 | PA10905 | -33.8505 | 151.036 | 2 | CS | 1 | Comms
4589 | 7541 | 1001325348 | PA10058 | -33.8504 | 151.0398 | 1 | CS | 2 | Standard
4590 | 7545 | 1001329066 | PA10059 | -33.8506 | 151.0409 | 1 | CS | 2 | Standard
4591 | 7548 | 1001325354 | PA10060 | -33.8508 | 151.0405 | 1 | CS | 2 | Standard
4592 | 110747484 | 1003137484 | PA10718 | -33.8512 | 151.0341 | 2 | CS | 1 | Comms
4593 | 110750288 | 1003137483 | PA10717 | -33.8512 | 151.0343 | 2 | CS | 4 | Comms
4594 | 7544 | 1001331248 | PA10063 | -33.8505 | 151.0442 | 1 | CS | 1 | Standard
4595 | 7543 | 1001325359 | PA10062 | -33.8505 | 151.0444 | 1 | CS | 1 | Standard
4596 | 7549 | 1001331288 | PA10066 | -33.8511 | 151.0445 | 1 | CS | 1 | Standard
4597 | 7550 | 1001331293 | PA10067 | -33.8514 | 151.0452 | 1 | CS | 4 | Standard
4598 | 7540 | 1001331244 | PA10061 | -33.8504 | 151.044 | 1 | CS | 4 | Standard
4599 | 7547 | 1001331283 | PA10065 | -33.8508 | 151.0439 | 1 | CS | 3 | Standard
4600 | 7546 | 1001331278 | PA10064 | -33.8507 | 151.0438 | 1 | CS | 3 | Standard
4601 | 7557 | 1001331253 | PA10068 | -33.8525 | 151.0425 | 1 | CS | 1 | Standard
4602 | 7562 | 1001331258 | PA10069 | -33.8531 | 151.0421 | 1 | CS | 1 | Standard
4603 | 113535302 | 1003260120 | PA10856 | -33.8493 | 151.0541 | 2 | CS | 2 | Comms
4604 | 113535312 | 1003260119 | PA10855 | -33.8505 | 151.0537 | 2 | CS | 1 | Comms
4605 | 123497075 | 1001331264 | PA10081 | -33.8507 | 151.0536 | 1 | CS | 2 | Standard
4606 | 562536 | 1001323746 | PA10093 | -33.8511 | 151.0594 | 1 | CS | 1 | Preformed
4607 | 7607 | 1001323245 | RP30005 | -33.8607 | 151.0581 | 1 | CS | 1 | Standard
4608 | 7609 | 1001323256 | RP30006 | -33.8608 | 151.0582 | 1 | CS | 1 | Standard
4609 | 7526 | 1001325043 | PA10030 | -33.8402 | 151.0286 | 1 | CS | 1 | Standard
4610 | 7529 | 1001325018 | PA10033 | -33.8407 | 151.0284 | 1 | CS | 1 | Standard
4611 | 7527 | 1001325053 | PA10031 | -33.8403 | 151.0291 | 1 | CS | 1 | Standard
4612 | 7528 | 1001325065 | PA10032 | -33.8404 | 151.0291 | 1 | CS | 3 | Standard
4613 | 1834177 | 1002081922 | PY02053 | -33.7354 | 151.1936 | 1 | CS | 1 | Preformed
4614 | 1834175 | 1002081923 | PY02057 | -33.7352 | 151.1932 | 1 | CS | 1 | Preformed
4615 | 7011 | 1001325985 | PY50017 | -33.7357 | 151.1939 | 1 | CS | 1 | Standard
4616 | 1459962 | 1001321211 | FF22106 | -33.7516 | 151.2263 | 1 | CS | 2 | Standard
4617 | 21473 | 1001325892 | FF22088 | -33.7654 | 151.265 | 1 | CS | 1 | Standard
4618 | 21474 | 1001325897 | FF22089 | -33.7657 | 151.2645 | 1 | CS | 3 | Standard
4619 | 21475 | 1001325902 | FF22090 | -33.766 | 151.264 | 1 | CS | 3 | Standard
4620 | 7099 | 1001325932 | FF22078 | -33.7647 | 151.2611 | 1 | CS | 1 | Standard
4621 | 21476 | 1001325907 | FF22091 | -33.7662 | 151.2636 | 1 | CS | 3 | Standard
4622 | 21477 | 1001325912 | FF22092 | -33.7668 | 151.2635 | 1 | CS | 3 | Standard
4623 | 21482 | 1001325949 | FF22097 | -33.7666 | 151.266 | 1 | CS | 1 | Standard
4624 | 21481 | 1001325942 | FF22096 | -33.7668 | 151.2663 | 1 | CS | 3 | Standard
4625 | 21478 | 1001325917 | FF22093 | -33.7675 | 151.2634 | 1 | CS | 3 | Standard
4626 | 21479 | 1001325922 | FF22094 | -33.7681 | 151.2632 | 1 | CS | 3 | Standard
4627 | 7115 | 1001325882 | FF22086 | -33.7683 | 151.2637 | 1 | CS | 1 | Standard
4628 | 7118 | 1001325887 | FF22087 | -33.7692 | 151.2634 | 1 | CS | 1 | Standard
4629 | 21484 | 1001325927 | FF22099 | -33.7692 | 151.2658 | 1 | CS | 3 | Standard
4630 | 1219501 | 1001329965 | MV40023 | -33.7124 | 151.2974 | 1 | CS | 2 | Standard
4631 | 558233 | 1001331113 | LR30002 | -33.7318 | 151.3013 | 1 | CS | 1 | Preformed
4632 | 558234 | 1001331119 | LR30003 | -33.732 | 151.3013 | 1 | CS | 1 | Preformed
4633 | 558231 | 1001325991 | LR30000 | -33.7325 | 151.3013 | 1 | CS | 1 | Preformed
4634 | 558232 | 1001329955 | LR30001 | -33.7327 | 151.3013 | 1 | CS | 1 | Preformed
4635 | 1408432 | 1001329796 | LR30005 | -33.7338 | 151.3018 | 1 | CS | 1 | Preformed
4636 | 7009 | 1001329853 | FF22024 | -33.734 | 151.2834 | 1 | CS | 1 | Standard
4637 | 7008 | 1001319888 | FF22023 | -33.734 | 151.2829 | 1 | CS | 1 | Standard
4638 | 7007 | 1001319883 | FF22022 | -33.7339 | 151.2829 | 1 | CS | 1 | Standard
4639 | 7010 | 1001319893 | FF22025 | -33.7342 | 151.2828 | 1 | CS | 1 | Standard
4640 | 7053 | 1001329863 | FF22058 | -33.7535 | 151.2849 | 1 | CS | 1 | Standard
4641 | 7056 | 1001329873 | FF22060 | -33.7537 | 151.2848 | 1 | CS | 1 | Standard
4642 | 7054 | 1001329868 | FF22059 | -33.7536 | 151.2847 | 1 | CS | 1 | Standard
4643 | 1309679 | 1001319918 | FF22016 | -33.7548 | 151.2837 | 1 | CS | 1 | Preformed
4644 | 1833630 | 1002083516 | FF01742 | -33.7558 | 151.2832 | 1 | Not CS | 0 | Preformed
4645 | 1833666 | 1002081460 | FF01733 | -33.7592 | 151.28 | 1 | CS | 1 | Preformed
4646 | 1833661 | 1002081463 | FF01734 | -33.7597 | 151.2793 | 1 | CS | 1 | Preformed
4647 | 7085 | 1001329826 | FF22074 | -33.7599 | 151.2792 | 1 | CS | 1 | Standard
4648 | 150290 | 1001331154 | LR30004 | -33.755 | 151.2973 | 1 | CS | 1 | Standard
4649 | 7025 | 1001331034 | FF22038 | -33.7507 | 151.2892 | 1 | CS | 1 | Standard
4650 | 1833559 | 1001914118 | Unknown Pit | -33.7529 | 151.2866 | 1 | CS | 1 | Preformed
4651 | 1833558 | 1001914117 | Unknown Pit | -33.7528 | 151.2868 | 1 | CS | 1 | Preformed
4652 | 1833631 | 1001914119 | Unknown Pit | -33.753 | 151.2865 | 1 | CS | 1 | Preformed
4653 | 7036 | 1001331089 | FF22043 | -33.7529 | 151.2904 | 1 | CS | 1 | Standard
4654 | 7035 | 1001331084 | FF22042 | -33.7529 | 151.2902 | 1 | CS | 1 | Standard
4655 | 7038 | 1001331100 | FF22045 | -33.753 | 151.2897 | 1 | CS | 1 | Standard
4656 | 7037 | 1001331095 | FF22044 | -33.753 | 151.2892 | 1 | CS | 1 | Standard
4657 | 7059 | 1001329811 | FF22063 | -33.7538 | 151.2887 | 1 | CS | 1 | Standard
4658 | 7040 | 1001331105 | FF22047 | -33.7531 | 151.29 | 1 | CS | 1 | Standard
4659 | 7043 | 1001331109 | FF22049 | -33.7531 | 151.2904 | 1 | CS | 1 | Standard
4660 | 7062 | 1001329816 | FF22066 | -33.754 | 151.29 | 1 | CS | 1 | Standard
4661 | 7061 | 1001329821 | FF22065 | -33.754 | 151.2888 | 1 | CS | 1 | Standard
4662 | 7046 | 1001329989 | FF22052 | -33.7532 | 151.292 | 1 | CS | 1 | Standard
4663 | 7047 | 1001329994 | FF22053 | -33.7532 | 151.2921 | 1 | CS | 1 | Standard
4664 | 7052 | 1001329791 | FF22057 | -33.7534 | 151.2925 | 1 | CS | 1 | Standard
4665 | 7058 | 1001331039 | FF22062 | -33.7537 | 151.2922 | 1 | CS | 1 | Standard
4666 | 7057 | 1001331019 | FF22061 | -33.7536 | 151.292 | 1 | CS | 1 | Standard
4667 | 7060 | 1001331044 | FF22064 | -33.754 | 151.2922 | 1 | CS | 1 | Standard
4668 | 7069 | 1001331048 | FF22070 | -33.7543 | 151.2921 | 1 | CS | 1 | Standard
4669 | 7073 | 1001331060 | FF22073 | -33.7545 | 151.2922 | 1 | CS | 1 | Standard
4670 | 7045 | 1001329999 | FF22051 | -33.7532 | 151.2907 | 1 | CS | 1 | Standard
4671 | 7039 | 1001329974 | FF22046 | -33.753 | 151.2911 | 1 | CS | 1 | Standard
4672 | 7041 | 1001329979 | FF22048 | -33.7531 | 151.2914 | 1 | CS | 1 | Standard
4673 | 7049 | 1001331009 | FF22055 | -33.7533 | 151.2915 | 1 | CS | 1 | Standard
4674 | 7048 | 1001331004 | FF22054 | -33.7532 | 151.2911 | 1 | CS | 1 | Standard
4675 | 7044 | 1001329984 | FF22050 | -33.7531 | 151.2917 | 1 | CS | 1 | Standard
4676 | 7050 | 1001331014 | FF22056 | -33.7533 | 151.2918 | 1 | CS | 1 | Standard
4677 | 7068 | 1001331074 | FF22069 | -33.7542 | 151.2913 | 1 | CS | 1 | Standard
4678 | 7072 | 1001331053 | FF22072 | -33.7544 | 151.2919 | 1 | CS | 1 | Standard
4679 | 7066 | 1001331069 | FF22068 | -33.7541 | 151.2909 | 1 | CS | 1 | Standard
4680 | 1348316 | 1001329960 | FF22105 | -33.7631 | 151.2717 | 1 | CS | 1 | Preformed
4681 | 7094 | 1001329832 | FF22041 | -33.7633 | 151.2714 | 1 | CS | 1 | Standard
4682 | 113536332 | 1003278415 | FF02875 | -33.7626 | 151.2745 | 2 | CS | 1 | Comms
4683 | 7091 | 1001321162 | FF22040 | -33.7627 | 151.2741 | 1 | CS | 1 | Standard
4684 | 7090 | 1001321157 | FF22039 | -33.7627 | 151.274 | 1 | CS | 1 | Standard
4685 | 472340 | 1001329757 | MO01026 | -33.7901 | 151.2806 | 1 | CS | 2 | Standard
4686 | 7221 | 1001325996 | MO01034 | -33.797 | 151.2856 | 1 | CS | 1 | Standard
4687 | 295311263 | 1003243788 | MO02421 | -33.7895 | 151.2695 | 2 | CS | 1 | Comms
4688 | 1219507 | 1001331149 | MO01222 | -33.7946 | 151.2663 | 1 | CS | 1 | Preformed
4689 | 1219506 | 1001331144 | MO01221 | -33.7945 | 151.266 | 1 | CS | 1 | Preformed
4690 | 1219508 | 1001325975 | MO01223 | -33.7942 | 151.2641 | 1 | CS | 1 | Preformed
4691 | 1219503 | 1001325970 | MO01218 | -33.7942 | 151.2639 | 1 | CS | 1 | Preformed
4692 | 1219504 | 1001329912 | MO01219 | -33.7944 | 151.2652 | 1 | CS | 1 | Preformed
4693 | 1219505 | 1001329917 | MO01220 | -33.7944 | 151.2655 | 1 | CS | 1 | Preformed
4694 | 1219509 | 1001331134 | MO01224 | -33.7943 | 151.2645 | 1 | CS | 1 | Preformed
4695 | 704216 | 1001331159 | MO01023 | -33.794 | 151.265 | 1 | CS | 2 | Standard
4696 | 1206621 | 1001331139 | MO01225 | -33.7942 | 151.265 | 1 | CS | 1 | Preformed
4697 | 7228 | 1001331125 | MO01045 | -33.7991 | 151.289 | 1 | CS | 1 | Standard
4698 | 7230 | 1001331129 | MO01046 | -33.7992 | 151.2887 | 1 | CS | 1 | Standard
4699 | 1408435 | 1001325566 | MO01228 | -33.8021 | 151.289 | 1 | CS | 1 | Sheath Pit
4700 | 1408440 | 1001329934 | MO01231 | -33.8015 | 151.2869 | 1 | CS | 1 | Preformed
4701 | 1408438 | 1001329922 | MO01229 | -33.8018 | 151.2871 | 1 | CS | 1 | Preformed
4702 | 1408439 | 1001329927 | MO01230 | -33.8016 | 151.2869 | 1 | CS | 1 | Preformed
4704 | 1834137 | 1001899206 | NH00035 | -33.805 | 151.293 | 1 | CS | 1 | Preformed
4705 | 1834136 | 1001899213 | NH00036 | -33.8049 | 151.2928 | 1 | CS | 1 | Preformed
4706 | 98777 | 1001331030 | MO01051 | -33.804 | 151.2908 | 1 | CS | 3 | Standard
4707 | 1834026 | 1001899205 | MO01891 | -33.8041 | 151.2909 | 1 | CS | 1 | Preformed
4708 | 1834022 | 1001899198 | MO01885 | -33.8043 | 151.291 | 1 | CS | 1 | Preformed
4709 | 1834028 | 1001899199 | MO01886 | -33.8045 | 151.2912 | 1 | CS | 1 | Preformed
4710 | 1834029 | 1001899201 | MO01887 | -33.8047 | 151.2911 | 1 | CS | 1 | Preformed
4711 | 1834030 | 1001899202 | MO01888 | -33.8047 | 151.2918 | 1 | CS | 1 | Preformed
4712 | 1834032 | 1001899204 | MO01890 | -33.8048 | 151.2921 | 1 | CS | 1 | Preformed
4713 | 1834031 | 1001899203 | MO01889 | -33.8048 | 151.292 | 1 | CS | 1 | Preformed
4714 | 1834033 | 1001899197 | MO01884 | -33.8049 | 151.292 | 1 | CS | 1 | Preformed
4715 | 7229 | 1001329944 | MO01043 | -33.7992 | 151.284 | 1 | CS | 1 | Standard
4716 | 42966 | 1001329949 | MO01044 | -33.7991 | 151.284 | 1 | CS | 1 | Standard
4717 | 278 | 1001329251 | SY54176 | -33.8587 | 151.2772 | 1 | CS | 1 | Standard
4718 | 3040152 | 1003137546 | GL02835 | -33.7907 | 151.1816 | 2 | CS | 3 | Comms
4719 | 7206 | 1001327021 | GL10037 | -33.7961 | 151.1833 | 1 | CS | 1 | Standard
4720 | 7209 | 1001333536 | GL10040 | -33.7963 | 151.1835 | 1 | CS | 1 | Standard
4721 | 7208 | 1001327031 | GL10039 | -33.7963 | 151.1832 | 1 | CS | 1 | Standard
4722 | 7207 | 1001327026 | GL10038 | -33.7962 | 151.183 | 1 | CS | 3 | Standard
4723 | 7201 | 1001333842 | GL10035 | -33.7948 | 151.1858 | 1 | CS | 1 | Standard
4724 | 7200 | 1001333846 | GL10034 | -33.7946 | 151.187 | 1 | CS | 1 | Standard
4725 | 7215 | 1001327048 | GL10043 | -33.7966 | 151.1821 | 1 | CS | 2 | Standard
4726 | 7217 | 1001332788 | GL10044 | -33.7967 | 151.1818 | 1 | CS | 3 | Standard
4727 | 7210 | 1001327040 | GL10041 | -33.7964 | 151.1829 | 1 | CS | 1 | Standard
4728 | 7212 | 1001327045 | GL10042 | -33.7965 | 151.1826 | 1 | CS | 1 | Standard
4729 | 7225 | 1001331831 | GL10048 | -33.7979 | 151.1818 | 1 | CS | 2 | Standard
4730 | 7177 | 1001333817 | FF22075 | -33.7866 | 151.2 | 1 | CS | 3 | Standard
4731 | 7180 | 1001333827 | MO01000 | -33.7869 | 151.1996 | 1 | CS | 1 | Standard
4732 | 7178 | 1001333821 | FF22076 | -33.7867 | 151.2 | 1 | CS | 1 | Standard
4733 | 7183 | 1001333831 | MO01001 | -33.7872 | 151.1997 | 1 | CS | 1 | Standard
4734 | 7186 | 1001333835 | MO01002 | -33.7873 | 151.1998 | 1 | CS | 3 | Standard
4735 | 81808 | 1001323925 | MO01014 | -33.8039 | 151.2041 | 1 | CS | 3 | Standard
4736 | 7281 | 1001332334 | MO01053 | -33.8106 | 151.1991 | 1 | CS | 1 | Standard
4737 | 7291 | 1001327083 | MO01054 | -33.8115 | 151.1994 | 1 | CS | 1 | Standard
4738 | 7317 | 1001327088 | MO01064 | -33.8195 | 151.2126 | 1 | CS | 1 | Standard
4739 | 81935 | 1001325531 | MO01094 | -33.8237 | 151.2043 | 1 | CS | 3 | Standard
4740 | 7304 | 1001332470 | MO01059 | -33.8172 | 151.2013 | 1 | CS | 1 | Standard
4741 | 7337 | 1001332475 | MO01070 | -33.8224 | 151.2015 | 1 | CS | 1 | Standard
4742 | 7333 | 1001327104 | MO01069 | -33.822 | 151.1991 | 1 | CS | 1 | Standard
4743 | 7332 | 1001327099 | MO01068 | -33.822 | 151.1984 | 1 | CS | 1 | Standard
4744 | 7331 | 1001327095 | MO01067 | -33.822 | 151.1976 | 1 | CS | 1 | Standard
4745 | 7342 | 1001332350 | MO01075 | -33.8239 | 151.2003 | 1 | CS | 1 | Standard
4746 | 7338 | 1001327060 | MO01071 | -33.8226 | 151.1991 | 1 | CS | 1 | Standard
4747 | 7339 | 1001327063 | MO01072 | -33.8233 | 151.1991 | 1 | CS | 1 | Standard
4748 | 1034858 | 1001325526 | MO01090 | -33.8239 | 151.1996 | 1 | CS | 2 | Standard
4749 | 7340 | 1001327068 | MO01073 | -33.8237 | 151.1991 | 1 | CS | 1 | Standard
4750 | 7306 | 1001321486 | GL10210 | -33.8181 | 151.1919 | 1 | CS | 1 | Standard
4751 | 7308 | 1001321491 | GL10212 | -33.8184 | 151.1913 | 1 | CS | 1 | Standard
4752 | 7309 | 1001321634 | GL10213 | -33.8187 | 151.1923 | 1 | CS | 4 | Standard
4753 | 7312 | 1001321643 | GL10216 | -33.8189 | 151.1917 | 1 | CS | 1 | Standard
4754 | 7313 | 1001321648 | GL10217 | -33.8192 | 151.1912 | 1 | CS | 1 | Standard
4755 | 7310 | 1001321496 | GL10214 | -33.8187 | 151.1908 | 1 | CS | 1 | Standard
4756 | 7318 | 1001321523 | GL10221 | -33.8196 | 151.1924 | 1 | CS | 4 | Standard
4757 | 7315 | 1001321517 | GL10219 | -33.8193 | 151.1928 | 1 | CS | 2 | Standard
4758 | 7314 | 1001321512 | GL10218 | -33.8193 | 151.193 | 1 | CS | 1 | Standard
4759 | 7320 | 1001321534 | GL10223 | -33.8199 | 151.1931 | 1 | CS | 1 | Standard
4760 | 7323 | 1001321539 | GL10226 | -33.8202 | 151.1932 | 1 | CS | 4 | Standard
4761 | 7319 | 1001321529 | GL10222 | -33.8199 | 151.1917 | 1 | CS | 4 | Standard
4762 | 7324 | 1001321719 | GL10227 | -33.8205 | 151.1903 | 1 | CS | 2 | Standard
4763 | 7322 | 1001321629 | GL10225 | -33.8202 | 151.191 | 1 | CS | 1 | Standard
4764 | 7325 | 1001321724 | GL10228 | -33.8206 | 151.1903 | 1 | CS | 1 | Standard
4765 | 7329 | 1001321658 | MO01065 | -33.822 | 151.196 | 1 | CS | 3 | Standard
4766 | 7328 | 1001321653 | GL10237 | -33.822 | 151.1953 | 1 | CS | 1 | Standard
4767 | 7334 | 1001321668 | GL10238 | -33.8221 | 151.1945 | 1 | CS | 2 | Standard
4768 | 7330 | 1001321663 | MO01066 | -33.822 | 151.1968 | 1 | CS | 4 | Standard
4769 | 7326 | 1001321544 | GL10235 | -33.8211 | 151.1934 | 1 | CS | 1 | Standard
4770 | 7327 | 1001321549 | GL10236 | -33.8219 | 151.1935 | 1 | CS | 1 | Standard
4771 | 7335 | 1001321673 | GL10239 | -33.8221 | 151.1939 | 1 | CS | 1 | Standard
4772 | 7336 | 1001321678 | GL10240 | -33.8222 | 151.1935 | 1 | CS | 1 | Standard
4773 | 7295 | 1001321594 | GL10180 | -33.8128 | 151.1847 | 1 | CS | 2 | Standard
4774 | 7282 | 1001321569 | GL10173 | -33.8106 | 151.1831 | 1 | CS | 2 | Standard
4775 | 7286 | 1001321579 | GL10175 | -33.8109 | 151.1826 | 1 | CS | 2 | Standard
4776 | 7290 | 1001321470 | GL10176 | -33.8112 | 151.1835 | 1 | CS | 2 | Standard
4777 | 7292 | 1001321584 | GL10177 | -33.8117 | 151.1839 | 1 | CS | 4 | Standard
4778 | 7293 | 1001321589 | GL10178 | -33.8123 | 151.1843 | 1 | CS | 1 | Standard
4779 | 7296 | 1001321599 | GL10181 | -33.813 | 151.1848 | 1 | CS | 1 | Standard
4780 | 678457 | 1001321507 | GL10186 | -33.8129 | 151.1838 | 1 | CS | 2 | Standard
4781 | 7297 | 1001321604 | GL10182 | -33.8143 | 151.1858 | 1 | CS | 2 | Standard
4782 | 7298 | 1001321609 | GL10183 | -33.8145 | 151.1859 | 1 | CS | 4 | Standard
4783 | 7299 | 1001321614 | GL10184 | -33.815 | 151.1863 | 1 | CS | 3 | Standard
4784 | 7300 | 1001321619 | GL10200 | -33.8155 | 151.1867 | 1 | CS | 2 | Standard
4785 | 7301 | 1001325883 | GL10201 | -33.8161 | 151.1871 | 1 | CS | 4 | Standard
4786 | 7302 | 1001321683 | GL10202 | -33.8166 | 151.1875 | 1 | CS | 2 | Standard
4787 | 7303 | 1001321688 | GL10208 | -33.8172 | 151.1879 | 1 | CS | 4 | Standard
4788 | 7305 | 1001321693 | GL10209 | -33.8177 | 151.1883 | 1 | CS | 3 | Standard
4789 | 7307 | 1001321698 | GL10211 | -33.8183 | 151.1887 | 1 | CS | 1 | Standard
4790 | 7311 | 1001321704 | GL10215 | -33.8188 | 151.1891 | 1 | CS | 1 | Standard
4791 | 7316 | 1001321709 | GL10220 | -33.8194 | 151.1895 | 1 | CS | 4 | Standard
4792 | 7321 | 1001321714 | GL10224 | -33.8199 | 151.1899 | 1 | CS | 1 | Standard
4793 | 1833855 | 1002081457 | MO01907 | -33.7874 | 151.237 | 1 | CS | 1 | Preformed
4794 | 7271 | 1001332146 | MO01018 | -33.8087 | 151.248 | 1 | CS | 4 | Standard
4795 | 7383 | 1001332238 | MO01158 | -33.827 | 151.2295 | 1 | CS | 3 | Standard
4796 | 7389 | 1001332258 | MO01159 | -33.8273 | 151.2288 | 1 | CS | 1 | Standard
4797 | 7393 | 1001332261 | MO01160 | -33.8276 | 151.2281 | 1 | CS | 1 | Standard
4798 | 7395 | 1001332265 | MO01126 | -33.828 | 151.2274 | 1 | CS | 1 | Standard
4799 | 7401 | 1001332275 | MO01128 | -33.8286 | 151.2262 | 1 | CS | 1 | Standard
4800 | 7400 | 1001332270 | MO01127 | -33.8282 | 151.2268 | 1 | CS | 1 | Standard
4801 | 7405 | 1001327877 | MO01132 | -33.829 | 151.2274 | 1 | CS | 3 | Standard
4802 | 7409 | 1001332309 | MO01136 | -33.8293 | 151.2234 | 1 | CS | 3 | Standard
4803 | 7406 | 1001332294 | MO01133 | -33.829 | 151.2221 | 1 | CS | 1 | Standard
4804 | 7407 | 1001332299 | MO01134 | -33.8292 | 151.2227 | 1 | CS | 1 | Standard
4805 | 7408 | 1001332304 | MO01135 | -33.8292 | 151.2249 | 1 | CS | 1 | Standard
4806 | 7404 | 1001332289 | MO01131 | -33.8289 | 151.2255 | 1 | CS | 1 | Standard
4807 | 7411 | 1001332314 | MO01137 | -33.8295 | 151.2242 | 1 | CS | 1 | Standard
4808 | 42968 | 1001325501 | MO01119 | -33.8283 | 151.2181 | 1 | CS | 3 | Standard
4809 | 42969 | 1001319205 | MO01120 | -33.8281 | 151.2174 | 1 | CS | 2 | Standard
4810 | 42970 | 1001325506 | MO01121 | -33.8286 | 151.2189 | 1 | CS | 2 | Standard
4811 | 42974 | 1001332329 | MO01124 | -33.8285 | 151.2199 | 1 | CS | 2 | Standard
4812 | 42973 | 1001332324 | MO01123 | -33.8289 | 151.2198 | 1 | CS | 2 | Standard
4813 | 42972 | 1001332319 | MO01122 | -33.8288 | 151.2196 | 1 | CS | 2 | Standard
4814 | 7403 | 1001332284 | MO01130 | -33.8288 | 151.2213 | 1 | CS | 1 | Standard
4815 | 7402 | 1001332279 | MO01129 | -33.8286 | 151.2206 | 1 | CS | 4 | Standard
4816 | 7357 | 1001332156 | MO01147 | -33.826 | 151.238 | 1 | CS | 1 | Standard
4817 | 7372 | 1001332207 | MO01167 | -33.8265 | 151.2379 | 1 | CS | 1 | Standard
4818 | 7362 | 1001332177 | MO01149 | -33.8261 | 151.2388 | 1 | CS | 1 | Standard
4819 | 7365 | 1001332186 | MO01150 | -33.8262 | 151.2395 | 1 | CS | 1 | Standard
4820 | 7388 | 1001332253 | MO01170 | -33.8272 | 151.2378 | 1 | CS | 1 | Standard
4821 | 7387 | 1001332248 | MO01169 | -33.8271 | 151.237 | 1 | CS | 1 | Standard
4822 | 7384 | 1001332243 | MO01168 | -33.827 | 151.2362 | 1 | CS | 4 | Standard
4823 | 7351 | 1001332136 | MO01144 | -33.825 | 151.2404 | 1 | CS | 4 | Standard
4824 | 7352 | 1001332141 | MO01145 | -33.8251 | 151.2404 | 1 | CS | 1 | Standard
4825 | 7354 | 1001332151 | MO01146 | -33.8256 | 151.2403 | 1 | CS | 1 | Standard
4826 | 7361 | 1001332172 | MO01148 | -33.8261 | 151.2402 | 1 | CS | 2 | Standard
4827 | 7368 | 1001332196 | MO01166 | -33.8263 | 151.2401 | 1 | CS | 1 | Standard
4828 | 7358 | 1001332161 | MO01141 | -33.826 | 151.2313 | 1 | CS | 1 | Standard
4829 | 7360 | 1001332166 | MO01142 | -33.8261 | 151.2316 | 1 | CS | 4 | Standard
4830 | 7369 | 1001332201 | MO01152 | -33.8264 | 151.2308 | 1 | CS | 1 | Standard
4831 | 7375 | 1001332217 | MO01154 | -33.8266 | 151.2302 | 1 | CS | 1 | Standard
4832 | 7366 | 1001332191 | MO01151 | -33.8263 | 151.2327 | 1 | CS | 2 | Standard
4833 | 7364 | 1001332182 | MO01143 | -33.8262 | 151.2324 | 1 | CS | 2 | Standard
4834 | 7378 | 1001332226 | MO01156 | -33.8268 | 151.2347 | 1 | CS | 2 | Standard
4835 | 7380 | 1001332232 | MO01157 | -33.8269 | 151.2354 | 1 | CS | 4 | Standard
4836 | 7373 | 1001332212 | MO01153 | -33.8266 | 151.2331 | 1 | CS | 4 | Standard
4837 | 7376 | 1001332222 | MO01155 | -33.8267 | 151.2339 | 1 | CS | 4 | Standard
4838 | 7435 | 1001325581 | MO01198 | -33.8424 | 151.2161 | 1 | CS | 1 | Standard
4839 | 7434 | 1001325551 | MO01197 | -33.8422 | 151.2166 | 1 | CS | 1 | Standard
4840 | 7423 | 1001332131 | MO01216 | -33.838 | 151.2567 | 1 | CS | 4 | Standard
4841 | 7422 | 1001332126 | MO01215 | -33.8379 | 151.2571 | 1 | CS | 4 | Standard
4842 | 7443 | 1001325561 | MO01213 | -33.8515 | 151.2171 | 1 | CS | 1 | Standard
4843 | 1078 | 1001331538 | SY51347 | -33.8645 | 151.2247 | 1 | CS | 1 | Standard
4844 | 7346 | 1001332455 | MO01078 | -33.824 | 151.1965 | 1 | CS | 1 | Standard
4845 | 7348 | 1001332364 | MO01080 | -33.8242 | 151.2025 | 1 | CS | 1 | Standard
4846 | 7347 | 1001332360 | MO01079 | -33.824 | 151.2017 | 1 | CS | 1 | Standard
4847 | 1034857 | 1001325536 | MO01097 | -33.8252 | 151.2039 | 1 | CS | 1 | Standard
4848 | 7350 | 1001332369 | MO01081 | -33.8246 | 151.2027 | 1 | CS | 1 | Standard
4849 | 7353 | 1001332374 | MO01082 | -33.8254 | 151.2026 | 1 | CS | 1 | Standard
4850 | 7355 | 1001332377 | MO01083 | -33.8259 | 151.2024 | 1 | CS | 1 | Standard
4851 | 7356 | 1001332384 | MO01084 | -33.826 | 151.2025 | 1 | CS | 1 | Standard
4852 | 455165 | 1001327072 | MO01088 | -33.824 | 151.1992 | 1 | Not CS | 0 | Standard
4853 | 7344 | 1001332450 | MO01076 | -33.824 | 151.1996 | 1 | CS | 1 | Standard
4854 | 455166 | 1001327077 | MO01089 | -33.824 | 151.1995 | 1 | Not CS | 0 | Standard
4855 | 7345 | 1001332355 | MO01077 | -33.8239 | 151.2011 | 1 | CS | 1 | Standard
4856 | 7392 | 1001332441 | MO01099 | -33.8276 | 151.2007 | 1 | CS | 1 | Standard
4857 | 7394 | 1001332445 | MO01100 | -33.8279 | 151.2009 | 1 | CS | 1 | Standard
4858 | 7391 | 1001332339 | MO01098 | -33.8275 | 151.2014 | 1 | CS | 1 | Standard
4859 | 7359 | 1001332388 | MO01085 | -33.8261 | 151.2032 | 1 | CS | 1 | Standard
4860 | 7363 | 1001332393 | MO01093 | -33.8262 | 151.204 | 1 | CS | 1 | Standard
4861 | 7367 | 1001332397 | MO01102 | -33.8263 | 151.2047 | 1 | CS | 1 | Standard
4862 | 7370 | 1001332402 | MO01103 | -33.8264 | 151.2055 | 1 | CS | 1 | Standard
4863 | 1034855 | 1001325521 | MO01181 | -33.832 | 151.2057 | 1 | CS | 2 | Standard
4864 | 7343 | 1001329354 | MO01091 | -33.8239 | 151.2102 | 1 | CS | 2 | Standard
4865 | 7349 | 1001329359 | MO01092 | -33.8245 | 151.2101 | 1 | CS | 1 | Standard
4866 | 7410 | 1001325546 | MO01118 | -33.8295 | 151.2133 | 1 | CS | 1 | Standard
4867 | 7371 | 1001332407 | MO01104 | -33.8266 | 151.2062 | 1 | CS | 1 | Standard
4868 | 7379 | 1001332422 | MO01107 | -33.8269 | 151.2085 | 1 | CS | 1 | Standard
4869 | 7377 | 1001332417 | MO01106 | -33.8268 | 151.2077 | 1 | CS | 2 | Standard
4870 | 7374 | 1001332412 | MO01105 | -33.8267 | 151.207 | 1 | CS | 1 | Standard
4871 | 1034856 | 1001325541 | MO01112 | -33.828 | 151.2066 | 1 | CS | 1 | Standard
4872 | 7381 | 1001332427 | MO01108 | -33.8269 | 151.2097 | 1 | CS | 1 | Standard
4873 | 7382 | 1001332432 | MO01109 | -33.827 | 151.2092 | 1 | CS | 1 | Standard
4874 | 7385 | 1001332436 | MO01110 | -33.827 | 151.2105 | 1 | CS | 1 | Standard
4875 | 7386 | 1001331401 | MO01111 | -33.8271 | 151.2109 | 1 | CS | 1 | Standard
4876 | 7416 | 1001332085 | MO01193 | -33.8336 | 151.212 | 1 | CS | 1 | Standard
4877 | 7415 | 1001332080 | MO01176 | -33.8335 | 151.2117 | 1 | CS | 1 | Standard
4878 | 7417 | 1001332090 | MO01194 | -33.8337 | 151.2122 | 1 | CS | 1 | Standard
4879 | 7418 | 1001332095 | MO01195 | -33.8338 | 151.2124 | 1 | CS | 1 | Standard
4880 | 7419 | 1001331406 | MO01196 | -33.8355 | 151.2119 | 1 | CS | 1 | Standard
4881 | 1034854 | 1001325516 | MO01180 | -33.8355 | 151.2059 | 1 | CS | 2 | Standard
4882 | 7420 | 1001332460 | MO01177 | -33.8366 | 151.2079 | 1 | CS | 1 | Standard
4883 | 7421 | 1001331416 | MO01178 | -33.8369 | 151.2086 | 1 | CS | 1 | Standard
4884 | 7424 | 1001331436 | MO01184 | -33.8387 | 151.207 | 1 | CS | 2 | Standard
4885 | 7429 | 1001331396 | MO01189 | -33.8396 | 151.2078 | 1 | CS | 1 | Standard
4886 | 7427 | 1001331432 | MO01187 | -33.8393 | 151.2111 | 1 | CS | 1 | Standard
4887 | 7425 | 1001331421 | MO01185 | -33.8392 | 151.2099 | 1 | CS | 2 | Standard
4888 | 7428 | 1001331411 | MO01188 | -33.8394 | 151.2099 | 1 | CS | 1 | Standard
4889 | 7426 | 1001331427 | MO01186 | -33.8393 | 151.2105 | 1 | CS | 1 | Standard
4890 | 7431 | 1001331381 | GL10276 | -33.8396 | 151.1949 | 1 | CS | 1 | Standard
4891 | 7432 | 1001331387 | GL10277 | -33.8407 | 151.195 | 1 | CS | 1 | Standard
4892 | 7433 | 1001331391 | GL10278 | -33.8415 | 151.1952 | 1 | CS | 1 | Standard
4893 | 7436 | 1001325811 | MO01210 | -33.8434 | 151.2131 | 1 | CS | 1 | Standard
4894 | 7437 | 1001325556 | MO01211 | -33.8467 | 151.2127 | 1 | CS | 1 | Standard
4895 | 704217 | 1001319215 | MO01212 | -33.8474 | 151.2132 | 1 | Not CS | 0 | Preformed
4896 | 7438 | 1001331366 | MO01199 | -33.8478 | 151.2114 | 1 | CS | 1 | Standard
4897 | 7439 | 1001331371 | MO01200 | -33.8478 | 151.2112 | 1 | CS | 3 | Standard
4898 | 7440 | 1001331377 | MO01201 | -33.8478 | 151.2108 | 1 | CS | 1 | Standard
4899 | 7442 | 1001325590 | MO01203 | -33.8485 | 151.2104 | 1 | CS | 4 | Standard
4900 | 7441 | 1001325585 | MO01202 | -33.8484 | 151.2099 | 1 | CS | 1 | Standard
4901 | 159 | 1001325595 | MO01208 | -33.8538 | 151.2088 | 1 | CS | 1 | Standard
4902 | 160 | 1001325600 | MO01209 | -33.8538 | 151.2089 | 1 | CS | 1 | Standard
4903 | 163 | 1001333708 | SY50022 | -33.855 | 151.208 | 1 | CS | 2 | Standard
4904 | 566809 | 1001332125 | SY50193 | -33.855 | 151.208 | 1 | Not CS | 0 | Standard
4905 | 566811 | 1001332157 | SY50194 | -33.855 | 151.208 | 1 | Not CS | 0 | Standard
4906 | 164 | 1001327401 | SY50023 | -33.8555 | 151.2096 | 1 | CS | 1 | Standard
4907 | 168 | 1001332227 | SY50027 | -33.8559 | 151.209 | 1 | CS | 1 | Standard
4908 | 170 | 1001332263 | SY50029 | -33.8561 | 151.209 | 1 | CS | 1 | Standard
4909 | 173 | 1001332292 | SY50032 | -33.8563 | 151.209 | 1 | CS | 1 | Standard
4910 | 166 | 1001327407 | SY50025 | -33.8557 | 151.2088 | 1 | CS | 1 | Standard
4911 | 171 | 1001333927 | SY50030 | -33.8562 | 151.2087 | 1 | CS | 3 | Standard
4912 | 169 | 1001327412 | SY50028 | -33.8561 | 151.2085 | 1 | CS | 2 | Standard
4913 | 798686 | 1001333507 | SY50196 | -33.8555 | 151.2072 | 1 | CS | 2 | Standard
4914 | 165 | 1001334008 | SY50024 | -33.8556 | 151.2074 | 1 | CS | 1 | Standard
4915 | 347814 | 1001333712 | SY50182 | -33.856 | 151.207 | 1 | CS | 2 | Standard
4916 | 167 | 1001334012 | SY50026 | -33.8559 | 151.2069 | 1 | CS | 1 | Standard
4917 | 1193732 | 1001319264 | SY56305 | -33.8559 | 151.207 | 1 | CS | 2 | Standard
4918 | 798687 | 1001333513 | SY50197 | -33.8558 | 151.2068 | 1 | CS | 2 | Standard
4919 | 347815 | 1001333716 | SY50183 | -33.8563 | 151.2066 | 1 | CS | 2 | Standard
4920 | 347816 | 1001333503 | SY50184 | -33.8562 | 151.2062 | 1 | CS | 1 | Standard
4921 | 161 | 1001327391 | SY50020 | -33.855 | 151.21 | 1 | CS | 2 | Standard
4922 | 162 | 1001327396 | SY50021 | -33.855 | 151.21 | 1 | CS | 2 | Standard
4923 | 893154 | 1001319924 | SY50198 | -33.8577 | 151.2099 | 1 | CS | 2 | Standard
4924 | 2670868 | 1001684349 | SY27390 | -33.859 | 151.2135 | 1 | CS | 2 | Standard
4925 | 293 | 1001331003 | SY51233 | -33.8591 | 151.2134 | 1 | CS | 1 | Standard
4926 | 311 | 1001331013 | SY51235 | -33.8593 | 151.2133 | 1 | CS | 1 | Standard
4927 | 308 | 1001331008 | SY51234 | -33.8593 | 151.2128 | 1 | CS | 1 | Standard
4928 | 303 | 1001331919 | SY50142 | -33.8592 | 151.2098 | 1 | CS | 1 | Standard
4929 | 179 | 1001334016 | SY50038 | -33.8566 | 151.206 | 1 | CS | 1 | Standard
4930 | 347817 | 1001333499 | SY50185 | -33.8565 | 151.2059 | 1 | CS | 1 | Standard
4931 | 287698 | 1001325688 | SY50181 | -33.8565 | 151.2067 | 1 | CS | 2 | Standard
4932 | 174 | 1001327437 | SY50033 | -33.8564 | 151.2073 | 1 | CS | 1 | Standard
4933 | 176 | 1001327441 | SY50035 | -33.8565 | 151.2075 | 1 | CS | 1 | Standard
4934 | 180 | 1001327452 | SY50039 | -33.8566 | 151.2078 | 1 | CS | 1 | Standard
4935 | 181 | 1001327456 | SY50040 | -33.8567 | 151.2079 | 1 | CS | 1 | Standard
4936 | 177 | 1001327446 | SY50036 | -33.8565 | 151.2071 | 1 | CS | 1 | Standard
4937 | 2043945 | 1003137475 | SY28660 | -33.857 | 151.2079 | 2 | Not CS | 0 | Comms
4938 | 2043946 | 1003137476 | SY28661 | -33.857 | 151.2079 | 2 | Not CS | 0 | Comms
4939 | 197 | 1001319343 | SY50053 | -33.8571 | 151.2079 | 1 | CS | 2 | Standard
4940 | 205 | 1001319348 | SY50059 | -33.8576 | 151.2077 | 1 | CS | 1 | Standard
4941 | 210 | 1001319351 | SY50063 | -33.8576 | 151.2078 | 1 | CS | 1 | Standard
4942 | 220 | 1001319356 | SY50072 | -33.8578 | 151.2078 | 1 | CS | 2 | Standard
4943 | 211 | 1001334028 | SY50064 | -33.8576 | 151.2059 | 1 | CS | 2 | Standard
4944 | 217 | 1001334032 | SY50069 | -33.8577 | 151.2061 | 1 | CS | 1 | Standard
4945 | 178 | 1001327422 | SY50037 | -33.8565 | 151.2088 | 1 | CS | 1 | Standard
4946 | 187 | 1001333931 | SY50046 | -33.8568 | 151.2089 | 1 | CS | 2 | Standard
4947 | 186 | 1001327432 | SY50045 | -33.8568 | 151.2087 | 1 | CS | 2 | Standard
4948 | 184 | 1001327427 | SY50043 | -33.8567 | 151.2088 | 1 | CS | 1 | Standard
4949 | 185 | 1001332268 | SY50044 | -33.8568 | 151.2084 | 1 | CS | 1 | Standard
4950 | 188 | 1001332273 | SY50047 | -33.8569 | 151.2084 | 1 | CS | 1 | Standard
4951 | 189 | 1001332278 | SY50048 | -33.8569 | 151.2084 | 1 | CS | 2 | Standard
4952 | 182 | 1001327461 | SY50041 | -33.8567 | 151.2081 | 1 | CS | 2 | Standard
4953 | 183 | 1001327467 | SY50042 | -33.8568 | 151.2082 | 1 | CS | 1 | Standard
4954 | 175 | 1001327417 | SY50034 | -33.8564 | 151.2091 | 1 | CS | 2 | Standard
4955 | 203 | 1001333936 | SY50057 | -33.8574 | 151.2092 | 1 | CS | 1 | Standard
4956 | 207 | 1001319914 | SY50061 | -33.8576 | 151.2094 | 1 | CS | 1 | Standard
4957 | 215 | 1001327387 | SY50067 | -33.8577 | 151.2089 | 1 | CS | 2 | Standard
4958 | 196 | 1001327477 | SY50052 | -33.857 | 151.2084 | 1 | CS | 1 | Standard
4959 | 195 | 1001327472 | SY50051 | -33.857 | 151.2085 | 1 | CS | 2 | Standard
4960 | 204 | 1001327377 | SY50058 | -33.8574 | 151.2087 | 1 | CS | 1 | Standard
4961 | 199 | 1001327333 | SY50054 | -33.8572 | 151.2085 | 1 | CS | 1 | Standard
4962 | 200 | 1001327372 | SY50055 | -33.8572 | 151.2086 | 1 | CS | 1 | Standard
4963 | 201 | 1001332568 | SY50056 | -33.8573 | 151.2087 | 1 | CS | 2 | Standard
4964 | 206 | 1001327337 | SY50060 | -33.8576 | 151.2087 | 1 | CS | 1 | Standard
4965 | 209 | 1001327382 | SY50062 | -33.8576 | 151.2089 | 1 | CS | 1 | Standard
4966 | 218 | 1001333939 | SY50070 | -33.8578 | 151.2089 | 1 | CS | 2 | Standard
4967 | 219 | 1001327347 | SY50071 | -33.8578 | 151.2088 | 1 | CS | 1 | Standard
4968 | 216 | 1001327342 | SY50068 | -33.8577 | 151.2088 | 1 | CS | 1 | Standard
4969 | 221 | 1001327352 | SY50073 | -33.8578 | 151.2086 | 1 | CS | 1 | Standard
4970 | 224 | 1001323728 | SY50075 | -33.8579 | 151.2089 | 1 | CS | 1 | Standard
4971 | 229 | 1001323733 | SY50079 | -33.858 | 151.2089 | 1 | CS | 1 | Standard
4972 | 231 | 1001323747 | SY50080 | -33.858 | 151.2085 | 1 | CS | 1 | Standard
4973 | 227 | 1001333947 | SY50077 | -33.858 | 151.2085 | 1 | CS | 1 | Standard
4974 | 249 | 1001323752 | SY50096 | -33.8582 | 151.2085 | 1 | CS | 1 | Standard
4975 | 252 | 1001323737 | SY50098 | -33.8582 | 151.209 | 1 | CS | 1 | Standard
4976 | 260 | 1001323743 | SY50102 | -33.8585 | 151.209 | 1 | CS | 1 | Standard
4977 | 262 | 1001321881 | SY50104 | -33.8585 | 151.2083 | 1 | CS | 1 | Standard
4978 | 263 | 1001323723 | SY50105 | -33.8585 | 151.2083 | 1 | CS | 2 | Standard
4979 | 267 | 1001333955 | SY50109 | -33.8586 | 151.2083 | 1 | CS | 1 | Standard
4980 | 223 | 1001333943 | SY50074 | -33.8579 | 151.2092 | 1 | CS | 1 | Standard
4981 | 225 | 1001327358 | SY50076 | -33.8579 | 151.2091 | 1 | CS | 1 | Standard
4982 | 228 | 1001319920 | SY50078 | -33.8579 | 151.2093 | 1 | CS | 1 | Standard
4983 | 233 | 1001327363 | SY50082 | -33.8581 | 151.2092 | 1 | CS | 2 | Standard
4984 | 115942 | 1001333979 | SY50180 | -33.8586 | 151.2097 | 1 | CS | 2 | Standard
4985 | 250 | 1001327367 | SY50097 | -33.8582 | 151.2092 | 1 | CS | 1 | Standard
4986 | 254 | 1001323811 | SY50099 | -33.8584 | 151.2092 | 1 | CS | 1 | Standard
4987 | 270 | 1001323816 | SY50112 | -33.8587 | 151.2091 | 1 | CS | 1 | Standard
4988 | 304 | 1001331929 | SY50143 | -33.8592 | 151.2096 | 1 | CS | 1 | Standard
4989 | 317 | 1001331978 | SY50151 | -33.8594 | 151.2093 | 1 | CS | 1 | Standard
4990 | 273 | 1001332456 | SY50115 | -33.8587 | 151.2083 | 1 | CS | 1 | Standard
4991 | 283 | 1001321916 | SY50124 | -33.8589 | 151.2083 | 1 | CS | 1 | Standard
4992 | 286 | 1001321921 | SY50127 | -33.8589 | 151.2083 | 1 | CS | 1 | Standard
4993 | 289 | 1001321926 | SY50130 | -33.859 | 151.208 | 1 | CS | 1 | Standard
4994 | 275 | 1001325977 | SY50117 | -33.8586 | 151.2089 | 1 | CS | 2 | Standard
4995 | 279 | 1001325982 | SY50120 | -33.8587 | 151.2089 | 1 | CS | 1 | Standard
4996 | 282 | 1001325987 | SY50123 | -33.8589 | 151.2088 | 1 | CS | 1 | Standard
4997 | 302 | 1001334060 | SY50141 | -33.8593 | 151.2089 | 1 | CS | 2 | Standard
4998 | 298 | 1001325992 | SY50137 | -33.8592 | 151.2087 | 1 | CS | 2 | Standard
4999 | 299 | 1001333967 | SY50138 | -33.8592 | 151.2087 | 1 | CS | 2 | Standard
5000 | 287 | 1001323821 | SY50128 | -33.859 | 151.209 | 1 | CS | 1 | Standard
5001 | 295 | 1001323826 | SY50135 | -33.8591 | 151.2089 | 1 | CS | 1 | Standard
5002 | 301 | 1001325997 | SY50140 | -33.8592 | 151.2089 | 1 | CS | 2 | Standard
5003 | 312 | 1001325925 | SY50149 | -33.8594 | 151.2088 | 1 | CS | 1 | Standard
5004 | 310 | 1001327002 | SY50148 | -33.8593 | 151.2087 | 1 | CS | 1 | Standard
5005 | 315 | 1001327007 | SY50150 | -33.8594 | 151.2087 | 1 | CS | 3 | Standard
5006 | 318 | 1001323850 | SY50152 | -33.8595 | 151.2086 | 1 | CS | 1 | Standard
5007 | 2207130 | 1001509712 | SY26504 | -33.8593 | 151.208 | 1 | CS | 2 | Standard
5008 | 300 | 1001323831 | SY50139 | -33.8592 | 151.2081 | 1 | CS | 1 | Standard
5009 | 290 | 1001334056 | SY50131 | -33.8591 | 151.208 | 1 | Not CS | 0 | Standard
5010 | 294 | 1001333963 | SY50134 | -33.8591 | 151.2082 | 1 | CS | 2 | Standard
5011 | 305 | 1001323836 | SY50144 | -33.8592 | 151.2081 | 1 | CS | 2 | Standard
5012 | 292 | 1001321931 | SY50133 | -33.8591 | 151.2082 | 1 | CS | 1 | Standard
5013 | 306 | 1001323841 | SY50145 | -33.8593 | 151.2084 | 1 | CS | 1 | Standard
5014 | 309 | 1001323846 | SY50147 | -33.8593 | 151.2081 | 1 | CS | 1 | Standard
5015 | 269 | 1001321896 | SY50111 | -33.8587 | 151.2063 | 1 | CS | 1 | Standard
5016 | 266 | 1001321891 | SY50108 | -33.8586 | 151.2059 | 1 | CS | 1 | Standard
5017 | 272 | 1001334044 | SY50114 | -33.8587 | 151.2062 | 1 | CS | 1 | Standard
5018 | 248 | 1001319363 | SY50095 | -33.8582 | 151.2075 | 1 | CS | 1 | Standard
5019 | 261 | 1001333951 | SY50103 | -33.8585 | 151.2074 | 1 | CS | 2 | Standard
5020 | 259 | 1001321945 | SY50101 | -33.8585 | 151.2074 | 1 | CS | 1 | Standard
5021 | 277 | 1001333959 | SY50119 | -33.8588 | 151.2072 | 1 | CS | 2 | Standard
5022 | 914622 | 1001333983 | SY50199 | -33.8588 | 151.2071 | 1 | CS | 2 | Standard
5023 | 276 | 1001321906 | SY50118 | -33.8588 | 151.2071 | 1 | CS | 2 | Standard
5024 | 281 | 1001321911 | SY50122 | -33.8588 | 151.2071 | 1 | CS | 2 | Standard
5025 | 271 | 1001321950 | SY50113 | -33.8587 | 151.2073 | 1 | CS | 1 | Standard
5026 | 280 | 1001321955 | SY50121 | -33.8588 | 151.2073 | 1 | CS | 1 | Standard
5027 | 285 | 1001334052 | SY50126 | -33.8589 | 151.2073 | 1 | CS | 1 | Standard
5028 | 291 | 1001319366 | SY50132 | -33.8591 | 151.2073 | 1 | CS | 1 | Standard
5029 | 284 | 1001334048 | SY50125 | -33.8589 | 151.207 | 1 | CS | 1 | Standard
5030 | 288 | 1001319371 | SY50129 | -33.859 | 151.2072 | 1 | CS | 1 | Standard
5031 | 7475 | 1001331860 | SY50172 | -33.8588 | 151.2076 | 1 | CS | 1 | Standard
5032 | 297 | 1001332523 | SY50136 | -33.8592 | 151.2078 | 1 | CS | 2 | Standard
5033 | 307 | 1001331894 | SY50146 | -33.8593 | 151.2079 | 1 | CS | 2 | Standard
5034 | 319 | 1001331958 | SY50153 | -33.8595 | 151.2079 | 1 | CS | 1 | Standard
5035 | 274 | 1001321901 | SY50116 | -33.8587 | 151.2067 | 1 | CS | 1 | Standard
5036 | 1155086 | 1001331518 | SY51246 | -33.8575 | 151.2145 | 1 | CS | 1 | Standard
5037 | 1155087 | 1001331523 | SY51247 | -33.8576 | 151.2144 | 1 | CS | 1 | Standard
5038 | 2503414 | 1001684347 | SY27392 | -33.8581 | 151.2153 | 1 | CS | 2 | Standard
5039 | 2503413 | 1001684348 | SY27391 | -33.8581 | 151.2144 | 1 | CS | 2 | Standard
5040 | 313 | 1001333811 | SY51236 | -33.8594 | 151.2135 | 1 | CS | 1 | Standard
5041 | 316 | 1001331018 | SY51238 | -33.8594 | 151.2133 | 1 | CS | 1 | Standard
5042 | 321 | 1001331023 | SY51239 | -33.8595 | 151.2133 | 1 | CS | 1 | Standard
5043 | 346 | 1001333815 | SY51245 | -33.8601 | 151.2133 | 1 | CS | 2 | Standard
5044 | 363 | 1001325334 | SY51250 | -33.8606 | 151.2133 | 1 | CS | 1 | Standard
5045 | 1017684 | 1001325349 | SY51344 | -33.8615 | 151.2136 | 1 | CS | 2 | Standard
5046 | 1017685 | 1001325355 | SY51345 | -33.8615 | 151.2134 | 1 | CS | 2 | Standard
5047 | 662 | 1001321424 | SY51288 | -33.863 | 151.2137 | 1 | CS | 1 | Standard
5048 | 659 | 1001321419 | SY51287 | -33.863 | 151.2139 | 1 | CS | 1 | Standard
5049 | 710 | 1001331553 | SY51293 | -33.8632 | 151.2142 | 1 | CS | 1 | Standard
5050 | 38678 | 1001329977 | SY51340 | -33.8635 | 151.2135 | 1 | CS | 2 | Standard
5051 | 323 | 1001321936 | SY50155 | -33.8596 | 151.208 | 1 | CS | 1 | Standard
5052 | 329 | 1001331806 | SY50161 | -33.8596 | 151.2079 | 1 | CS | 1 | Standard
5053 | 333 | 1001321941 | SY50164 | -33.8597 | 151.208 | 1 | CS | 1 | Standard
5054 | 2 | 1001332241 | SY50018 | -33.8595 | 151.2074 | 1 | CS | 1 | Standard
5055 | 334 | 1001334068 | SY50165 | -33.8598 | 151.2075 | 1 | CS | 1 | Standard
5056 | 349 | 1001327680 | SY50273 | -33.8602 | 151.2075 | 1 | CS | 2 | Standard
5057 | 339 | 1001333404 | SY50169 | -33.8599 | 151.2079 | 1 | CS | 1 | Standard
5058 | 348 | 1001327675 | SY50272 | -33.8602 | 151.2078 | 1 | CS | 1 | Standard
5059 | 356 | 1001333408 | SY50279 | -33.8605 | 151.2078 | 1 | CS | 1 | Standard
5060 | 359 | 1001333899 | SY50281 | -33.8605 | 151.208 | 1 | CS | 2 | Standard
5061 | 365 | 1001333907 | SY50286 | -33.8606 | 151.208 | 1 | CS | 3 | Standard
5062 | 357 | 1001333412 | SY50280 | -33.8605 | 151.2077 | 1 | CS | 1 | Standard
5063 | 2280115 | 1001327655 | SY50287 | -33.8606 | 151.2078 | 1 | CS | 3 | Standard
5064 | 352 | 1001321960 | SY50275 | -33.8604 | 151.2073 | 1 | CS | 2 | Standard
5065 | 322 | 1001325928 | SY50154 | -33.8596 | 151.2088 | 1 | CS | 1 | Standard
5066 | 324 | 1001325933 | SY50156 | -33.8596 | 151.2086 | 1 | CS | 1 | Standard
5067 | 328 | 1001325948 | SY50160 | -33.8596 | 151.2089 | 1 | CS | 2 | Standard
5068 | 327 | 1001325944 | SY50159 | -33.8596 | 151.2089 | 1 | CS | 2 | Standard
5069 | 326 | 1001325938 | SY50158 | -33.8596 | 151.2088 | 1 | CS | 1 | Standard
5070 | 331 | 1001334064 | SY50162 | -33.8597 | 151.2087 | 1 | CS | 1 | Standard
5071 | 325 | 1001333971 | SY50157 | -33.8596 | 151.2088 | 1 | CS | 1 | Standard
5072 | 332 | 1001325952 | SY50163 | -33.8597 | 151.2086 | 1 | CS | 1 | Standard
5073 | 362 | 1001323791 | SY50284 | -33.8605 | 151.2092 | 1 | CS | 1 | Standard
5074 | 341 | 1001325968 | SY50170 | -33.86 | 151.2086 | 1 | CS | 1 | Standard
5075 | 347 | 1001323855 | SY50271 | -33.8601 | 151.2085 | 1 | CS | 1 | Standard
5076 | 350 | 1001323860 | SY50274 | -33.8602 | 151.2085 | 1 | CS | 1 | Standard
5077 | 337 | 1001325957 | SY50167 | -33.8599 | 151.2088 | 1 | CS | 1 | Standard
5078 | 336 | 1001334072 | SY50166 | -33.8599 | 151.2087 | 1 | CS | 3 | Standard
5079 | 338 | 1001325965 | SY50168 | -33.8599 | 151.2086 | 1 | CS | 1 | Standard
5080 | 344 | 1001325972 | SY50171 | -33.86 | 151.2088 | 1 | CS | 3 | Standard
5081 | 364 | 1001323796 | SY50285 | -33.8606 | 151.2087 | 1 | CS | 1 | Standard
5082 | 368 | 1001323801 | SY50289 | -33.8606 | 151.2087 | 1 | CS | 2 | Standard
5083 | 367 | 1001334075 | SY50288 | -33.8606 | 151.2086 | 1 | CS | 1 | Standard
5084 | 353 | 1001323865 | SY50276 | -33.8604 | 151.2085 | 1 | CS | 1 | Standard
5085 | 360 | 1001323875 | SY50282 | -33.8605 | 151.2084 | 1 | CS | 1 | Standard
5086 | 354 | 1001323869 | SY50277 | -33.8605 | 151.2085 | 1 | CS | 1 | Standard
5087 | 370 | 1001333417 | SY50291 | -33.8607 | 151.2084 | 1 | CS | 1 | Standard
5088 | 369 | 1001327699 | SY50290 | -33.8606 | 151.2084 | 1 | CS | 3 | Standard
5089 | 361 | 1001333903 | SY50283 | -33.8606 | 151.2083 | 1 | CS | 1 | Standard
5090 | 373 | 1001334079 | SY50293 | -33.8608 | 151.2086 | 1 | CS | 1 | Standard
5091 | 375 | 1001333421 | SY50294 | -33.8608 | 151.2084 | 1 | CS | 1 | Standard
5092 | 378 | 1001333425 | SY50296 | -33.8608 | 151.2084 | 1 | CS | 1 | Standard
5093 | 387 | 1001333429 | SY50298 | -33.861 | 151.2083 | 1 | CS | 2 | Standard
5094 | 389 | 1001327724 | SY50299 | -33.8611 | 151.2086 | 1 | CS | 1 | Standard
5095 | 395 | 1001329005 | SY50302 | -33.8611 | 151.2086 | 1 | CS | 2 | Standard
5096 | 394 | 1001333433 | SY50301 | -33.8611 | 151.2083 | 1 | CS | 1 | Standard
5097 | 105567816 | 1001900009 | SY28541 | -33.8612 | 151.2083 | 1 | CS | 2 | Standard
5098 | 402 | 1001333437 | SY50306 | -33.8613 | 151.2082 | 1 | CS | 1 | Standard
5099 | 401 | 1001327975 | SY50305 | -33.8613 | 151.2086 | 1 | CS | 1 | Standard
5100 | 408 | 1001334083 | SY50308 | -33.8615 | 151.2082 | 1 | CS | 1 | Standard
5101 | 371 | 1001323806 | SY50292 | -33.8607 | 151.2092 | 1 | CS | 1 | Standard
5102 | 414 | 1001334087 | SY50312 | -33.8616 | 151.2092 | 1 | CS | 1 | Standard
5103 | 427 | 1001331193 | SY50323 | -33.8617 | 151.2096 | 1 | CS | 1 | Standard
5104 | 429 | 1001331198 | SY50325 | -33.8617 | 151.2097 | 1 | CS | 1 | Standard
5105 | 422 | 1001329020 | SY50318 | -33.8617 | 151.2091 | 1 | CS | 1 | Standard
5106 | 430 | 1001331203 | SY50326 | -33.8617 | 151.2091 | 1 | CS | 1 | Standard
5107 | 424 | 1001331188 | SY50320 | -33.8617 | 151.2093 | 1 | CS | 2 | Standard
5108 | 435 | 1001331213 | SY50330 | -33.8618 | 151.2093 | 1 | CS | 2 | Standard
5109 | 459 | 1001334347 | SY50349 | -33.8619 | 151.2093 | 1 | CS | 1 | Standard
5110 | 455 | 1001334091 | SY50346 | -33.8619 | 151.2092 | 1 | CS | 1 | Standard
5111 | 432 | 1001331208 | SY50327 | -33.8617 | 151.2101 | 1 | CS | 1 | Standard
5112 | 436 | 1001329063 | SY50331 | -33.8618 | 151.21 | 1 | CS | 1 | Standard
5113 | 439 | 1001329068 | SY50333 | -33.8618 | 151.2102 | 1 | CS | 1 | Standard
5114 | 433 | 1001329053 | SY50328 | -33.8617 | 151.2099 | 1 | CS | 1 | Standard
5115 | 476 | 1001223947 | SY50360 | -33.862 | 151.2092 | 1 | CS | 1 | Standard
5116 | 485 | 1001321506 | SY50367 | -33.862 | 151.2094 | 1 | CS | 1 | Standard
5117 | 510 | 1001321511 | SY50387 | -33.8621 | 151.2095 | 1 | CS | 1 | Standard
5118 | 518 | 1001223825 | SY50395 | -33.8622 | 151.2092 | 1 | CS | 1 | Standard
5119 | 528 | 1001223834 | SY50404 | -33.8623 | 151.2092 | 1 | CS | 1 | Standard
5120 | 418 | 1001327990 | SY50315 | -33.8616 | 151.2082 | 1 | CS | 1 | Standard
5121 | 437 | 1001333302 | SY50332 | -33.8618 | 151.2081 | 1 | CS | 1 | Standard
5122 | 449 | 1001333306 | SY50342 | -33.8619 | 151.2081 | 1 | CS | 1 | Standard
5123 | 440 | 1001331218 | SY50334 | -33.8618 | 151.2091 | 1 | CS | 1 | Standard
5124 | 453 | 1001333911 | SY50345 | -33.8619 | 151.2091 | 1 | CS | 2 | Standard
5125 | 458 | 1001333613 | SY50348 | -33.8619 | 151.2091 | 1 | CS | 1 | Standard
5126 | 469 | 1001333915 | SY50356 | -33.8619 | 151.2091 | 1 | CS | 1 | Standard
5127 | 477 | 1001333617 | SY50361 | -33.862 | 151.2091 | 1 | CS | 1 | Standard
5128 | 496 | 1001333621 | SY50375 | -33.8621 | 151.2091 | 1 | CS | 2 | Standard
5129 | 520 | 1001333975 | SY50397 | -33.8623 | 151.209 | 1 | CS | 1 | Standard
5130 | 516 | 1001223952 | SY50393 | -33.8623 | 151.2091 | 1 | CS | 1 | Standard
5131 | 511 | 1001333625 | SY50388 | -33.8622 | 151.2087 | 1 | CS | 2 | Standard
5132 | 914623 | 1001333987 | SY51221 | -33.8623 | 151.2088 | 1 | CS | 2 | Standard
5133 | 377 | 1001327749 | SY50295 | -33.8608 | 151.2077 | 1 | CS | 1 | Standard
5134 | 398 | 1001329015 | SY50303 | -33.8612 | 151.2075 | 1 | CS | 1 | Standard
5135 | 400 | 1001321550 | SY50304 | -33.8613 | 151.2075 | 1 | CS | 1 | Standard
5136 | 406 | 1001321555 | SY50307 | -33.8614 | 151.2074 | 1 | CS | 1 | Standard
5137 | 411 | 1001321560 | SY50309 | -33.8615 | 151.2074 | 1 | CS | 1 | Standard
5138 | 426 | 1001321565 | SY50322 | -33.8617 | 151.2073 | 1 | CS | 1 | Standard
5139 | 428 | 1001223872 | SY50324 | -33.8618 | 151.2072 | 1 | CS | 3 | Standard
5140 | 446 | 1001333572 | SY50339 | -33.8618 | 151.2072 | 1 | CS | 1 | Standard
5141 | 468 | 1001321570 | SY50355 | -33.862 | 151.2072 | 1 | CS | 1 | Standard
5142 | 420 | 1001333441 | SY50317 | -33.8617 | 151.2079 | 1 | CS | 1 | Standard
5143 | 447 | 1001333445 | SY50340 | -33.8618 | 151.2078 | 1 | CS | 1 | Standard
5144 | 462 | 1001327895 | SY50351 | -33.8619 | 151.2078 | 1 | CS | 1 | Standard
5145 | 479 | 1001327915 | SY50363 | -33.862 | 151.2078 | 1 | CS | 1 | Standard
5146 | 478 | 1001334313 | SY50362 | -33.862 | 151.2078 | 1 | CS | 1 | Standard
5147 | 508 | 1001333314 | SY50386 | -33.8621 | 151.2079 | 1 | CS | 1 | Standard
5148 | 494 | 1001327961 | SY50373 | -33.8621 | 151.2077 | 1 | CS | 3 | Standard
5149 | 491 | 1001333310 | SY50371 | -33.862 | 151.208 | 1 | CS | 1 | Standard
5150 | 512 | 1001327936 | Unknown Pit | -33.8622 | 151.2078 | 1 | CS | 2 | Standard
5151 | 517 | 1001333318 | SY50394 | -33.8622 | 151.2079 | 1 | CS | 1 | Standard
5152 | 522 | 1001333322 | SY50399 | -33.8623 | 151.2078 | 1 | CS | 1 | Standard
5153 | 533 | 1001334207 | SY50409 | -33.8624 | 151.2078 | 1 | CS | 1 | Standard
5154 | 546 | 1001334211 | SY50419 | -33.8624 | 151.2078 | 1 | CS | 1 | Standard
5155 | 2039657 | 1001535177 | SY26734 | -33.8622 | 151.2075 | 1 | CS | 2 | Standard
5156 | 481 | 1001321575 | SY50365 | -33.862 | 151.2071 | 1 | CS | 1 | Standard
5157 | 507 | 1001321595 | SY50385 | -33.8622 | 151.2077 | 1 | CS | 1 | Standard
5158 | 498 | 1001321580 | SY50377 | -33.8621 | 151.2074 | 1 | CS | 1 | Standard
5159 | 524 | 1001321605 | SY50400 | -33.8623 | 151.2076 | 1 | CS | 1 | Standard
5160 | 519 | 1001321600 | SY50396 | -33.8623 | 151.2074 | 1 | CS | 1 | Standard
5161 | 514 | 1001334316 | SY50391 | -33.8623 | 151.2077 | 1 | CS | 1 | Standard
5162 | 417 | 1001223867 | SY50314 | -33.8616 | 151.2066 | 1 | CS | 2 | Standard
5163 | 450 | 1001223877 | SY50343 | -33.8619 | 151.2064 | 1 | CS | 1 | Standard
5164 | 452 | 1001334318 | SY50344 | -33.8619 | 151.2061 | 1 | CS | 1 | Standard
5165 | 460 | 1001334321 | SY50350 | -33.8619 | 151.2063 | 1 | CS | 1 | Standard
5166 | 470 | 1001334327 | SY50357 | -33.862 | 151.2063 | 1 | CS | 1 | Standard
5167 | 466 | 1001334324 | SY50354 | -33.8619 | 151.207 | 1 | CS | 1 | Standard
5168 | 465 | 1001334310 | SY50353 | -33.8619 | 151.207 | 1 | CS | 1 | Standard
5169 | 500 | 1001321585 | SY50379 | -33.8621 | 151.2069 | 1 | CS | 1 | Standard
5170 | 495 | 1001223882 | SY50374 | -33.8621 | 151.2071 | 1 | CS | 2 | Standard
5171 | 505 | 1001321590 | SY50383 | -33.8622 | 151.2071 | 1 | CS | 1 | Standard
5172 | 1107853 | 1001321620 | SY56307 | -33.8622 | 151.2068 | 1 | CS | 1 | Standard
5173 | 531 | 1001321610 | SY50407 | -33.8623 | 151.2068 | 1 | CS | 1 | Standard
5174 | 504 | 1001334333 | SY50382 | -33.8621 | 151.2062 | 1 | CS | 1 | Standard
5175 | 488 | 1001334330 | SY50370 | -33.862 | 151.2063 | 1 | CS | 1 | Standard
5176 | 515 | 1001334335 | SY50392 | -33.8622 | 151.2062 | 1 | CS | 1 | Standard
5177 | 335 | 1001331028 | SY51241 | -33.8598 | 151.2132 | 1 | CS | 2 | Standard
5178 | 340 | 1001331033 | SY51242 | -33.8599 | 151.2132 | 1 | CS | 2 | Standard
5179 | 345 | 1001331038 | SY51244 | -33.86 | 151.2132 | 1 | CS | 1 | Standard
5180 | 351 | 1001331043 | SY51248 | -33.8602 | 151.2132 | 1 | CS | 1 | Standard
5181 | 17237 | 1001333892 | SY51338 | -33.8605 | 151.2133 | 1 | CS | 2 | Standard
5182 | 60116 | 1001333895 | SY51342 | -33.8605 | 151.2131 | 1 | CS | 1 | Standard
5183 | 358 | 1001331471 | SY51249 | -33.8605 | 151.2131 | 1 | CS | 1 | Standard
5184 | 404 | 1001319746 | SY51257 | -33.8614 | 151.213 | 1 | CS | 1 | Standard
5185 | 372 | 1001333818 | SY51251 | -33.8607 | 151.2132 | 1 | CS | 1 | Standard
5186 | 7939 | 1001331476 | SY51337 | -33.8607 | 151.2131 | 1 | CS | 1 | Standard
5187 | 376 | 1001331478 | SY51252 | -33.8608 | 151.2131 | 1 | CS | 1 | Standard
5188 | 379 | 1001331481 | SY51253 | -33.8609 | 151.2131 | 1 | CS | 2 | Standard
5189 | 388 | 1001331493 | SY51255 | -33.861 | 151.213 | 1 | CS | 1 | Standard
5190 | 386 | 1001331488 | SY51254 | -33.861 | 151.213 | 1 | CS | 1 | Standard
5191 | 397 | 1001331049 | SY51256 | -33.8612 | 151.213 | 1 | CS | 1 | Standard
5192 | 405 | 1001333822 | SY51258 | -33.8614 | 151.2132 | 1 | CS | 1 | Standard
5193 | 407 | 1001319751 | SY51259 | -33.8614 | 151.213 | 1 | CS | 1 | Standard
5194 | 409 | 1001333825 | SY51260 | -33.8614 | 151.213 | 1 | CS | 2 | Standard
5195 | 421 | 1001319756 | SY51261 | -33.8617 | 151.2129 | 1 | CS | 1 | Standard
5196 | 431 | 1001319761 | SY51262 | -33.8617 | 151.2129 | 1 | CS | 1 | Standard
5197 | 97929004 | 1001883095 | SY28457 | -33.8619 | 151.2131 | 1 | CS | 2 | Standard
5198 | 471 | 1001325339 | SY51269 | -33.862 | 151.2132 | 1 | CS | 1 | Standard
5199 | 467 | 1001333834 | SY51268 | -33.8619 | 151.2131 | 1 | CS | 2 | Standard
5200 | 474 | 1001329905 | SY51270 | -33.862 | 151.2131 | 1 | CS | 1 | Standard
5201 | 807277 | 1001325344 | SY51343 | -33.8619 | 151.2133 | 1 | CS | 1 | Standard
5202 | 484 | 1001331498 | SY51273 | -33.862 | 151.213 | 1 | CS | 1 | Standard
5203 | 464 | 1001333829 | SY51267 | -33.8619 | 151.2126 | 1 | CS | 2 | Standard
5204 | 457 | 1001319771 | SY51265 | -33.8619 | 151.2126 | 1 | CS | 1 | Standard
5205 | 451 | 1001319766 | SY51263 | -33.8618 | 151.2129 | 1 | CS | 1 | Standard
5206 | 461 | 1001319776 | SY51266 | -33.8619 | 151.2129 | 1 | CS | 1 | Standard
5207 | 492 | 1001321389 | SY51276 | -33.8621 | 151.2129 | 1 | CS | 1 | Standard
5208 | 501 | 1001321394 | SY51277 | -33.8621 | 151.2129 | 1 | CS | 1 | Standard
5209 | 490 | 1001333867 | SY51275 | -33.862 | 151.212 | 1 | CS | 1 | Standard
5210 | 489 | 1001333864 | SY51274 | -33.862 | 151.2119 | 1 | CS | 1 | Standard
5211 | 454 | 1001333849 | SY51264 | -33.8619 | 151.2122 | 1 | CS | 1 | Standard
5212 | 475 | 1001333854 | SY51271 | -33.862 | 151.2122 | 1 | CS | 1 | Standard
5213 | 482 | 1001333860 | SY51272 | -33.862 | 151.2122 | 1 | CS | 1 | Standard
5214 | 423 | 1001329048 | SY50319 | -33.8617 | 151.2116 | 1 | CS | 1 | Standard
5215 | 463 | 1001327905 | SY50352 | -33.8619 | 151.2113 | 1 | CS | 2 | Standard
5216 | 456 | 1001327658 | SY50347 | -33.8619 | 151.2113 | 1 | CS | 1 | Standard
5217 | 506 | 1001327664 | SY50384 | -33.8621 | 151.2113 | 1 | CS | 1 | Standard
5218 | 503 | 1001327925 | SY50381 | -33.8621 | 151.2111 | 1 | CS | 1 | Standard
5219 | 442 | 1001331228 | SY50336 | -33.8618 | 151.2104 | 1 | CS | 1 | Standard
5220 | 441 | 1001331223 | SY50335 | -33.8618 | 151.2103 | 1 | CS | 1 | Standard
5221 | 412 | 1001327384 | SY50310 | -33.8615 | 151.2107 | 1 | CS | 1 | Standard
5222 | 419 | 1001327389 | SY50316 | -33.8616 | 151.2107 | 1 | CS | 1 | Standard
5223 | 448 | 1001327393 | SY50341 | -33.8618 | 151.2106 | 1 | CS | 1 | Standard
5224 | 486 | 1001327398 | SY50368 | -33.862 | 151.2106 | 1 | CS | 1 | Standard
5225 | 497 | 1001327403 | SY50376 | -33.8621 | 151.2106 | 1 | CS | 2 | Standard
5226 | 513 | 1001331232 | SY50390 | -33.8622 | 151.2104 | 1 | CS | 1 | Standard
5227 | 529 | 1001331237 | SY50405 | -33.8623 | 151.2104 | 1 | CS | 1 | Standard
5228 | 561 | 1001321521 | SY50431 | -33.8625 | 151.2104 | 1 | CS | 1 | Standard
5229 | 549 | 1001327378 | SY50421 | -33.8624 | 151.2109 | 1 | CS | 1 | Standard
5230 | 532 | 1001327408 | SY50408 | -33.8623 | 151.2106 | 1 | CS | 2 | Standard
5231 | 544 | 1001327413 | SY50417 | -33.8624 | 151.2106 | 1 | CS | 1 | Standard
5232 | 51531 | 1001327453 | SY51198 | -33.8625 | 151.2106 | 1 | CS | 2 | Standard
5233 | 1090680 | 1001319269 | SY56306 | -33.8626 | 151.2105 | 1 | CS | 1 | Standard
5234 | 577 | 1001327448 | SY50445 | -33.8626 | 151.2106 | 1 | CS | 1 | Standard
5235 | 599 | 1001327418 | SY50462 | -33.8627 | 151.2105 | 1 | CS | 1 | Standard
5236 | 570 | 1001327690 | SY50440 | -33.8625 | 151.2111 | 1 | CS | 1 | Standard
5237 | 585 | 1001327695 | SY50452 | -33.8626 | 151.2111 | 1 | CS | 1 | Standard
5238 | 627 | 1001327717 | SY50484 | -33.8629 | 151.211 | 1 | CS | 1 | Standard
5239 | 649 | 1001327722 | SY50501 | -33.8629 | 151.211 | 1 | CS | 1 | Standard
5240 | 635 | 1001223996 | SY50490 | -33.8629 | 151.2108 | 1 | CS | 1 | Standard
5241 | 621 | 1001327423 | SY50480 | -33.8628 | 151.2105 | 1 | CS | 1 | Standard
5242 | 648 | 1001327428 | SY50500 | -33.863 | 151.2105 | 1 | CS | 1 | Standard
5243 | 593 | 1001321536 | SY50457 | -33.8626 | 151.21 | 1 | CS | 2 | Standard
5244 | 584 | 1001321531 | SY50451 | -33.8626 | 151.2104 | 1 | CS | 2 | Standard
5245 | 600 | 1001321542 | SY50463 | -33.8627 | 151.2103 | 1 | CS | 1 | Standard
5246 | 612 | 1001333688 | SY50472 | -33.8628 | 151.2105 | 1 | CS | 1 | Standard
5247 | 634 | 1001333697 | SY50489 | -33.8629 | 151.2104 | 1 | CS | 1 | Standard
5248 | 645 | 1001319885 | SY50497 | -33.8629 | 151.2103 | 1 | CS | 2 | Standard
5249 | 614 | 1001321545 | SY50473 | -33.8628 | 151.2101 | 1 | CS | 1 | Standard
5250 | 530 | 1001327669 | SY50406 | -33.8623 | 151.2113 | 1 | CS | 1 | Standard
5251 | 542 | 1001327674 | SY50416 | -33.8624 | 151.2113 | 1 | CS | 1 | Standard
5252 | 560 | 1001327684 | SY50430 | -33.8624 | 151.2113 | 1 | CS | 1 | Standard
5253 | 537 | 1001327330 | SY50413 | -33.8624 | 151.2111 | 1 | CS | 1 | Standard
5254 | 556 | 1001327679 | SY50427 | -33.8624 | 151.2111 | 1 | CS | 1 | Standard
5255 | 547 | 1001333684 | SY51280 | -33.8624 | 151.212 | 1 | CS | 1 | Standard
5256 | 541 | 1001333871 | SY50415 | -33.8624 | 151.2119 | 1 | CS | 2 | Standard
5257 | 540 | 1001333676 | SY51278 | -33.8624 | 151.2119 | 1 | CS | 1 | Standard
5258 | 1052034 | 1001331533 | SY51346 | -33.8624 | 151.2119 | 1 | CS | 1 | Standard
5259 | 548 | 1001327375 | SY50420 | -33.8624 | 151.2116 | 1 | CS | 1 | Standard
5260 | 591 | 1001333845 | SY51281 | -33.8626 | 151.2121 | 1 | CS | 2 | Standard
5261 | 581 | 1001333875 | SY50449 | -33.8626 | 151.2118 | 1 | CS | 1 | Standard
5262 | 632 | 1001333879 | SY50488 | -33.8629 | 151.2118 | 1 | CS | 1 | Standard
5263 | 596 | 1001327700 | SY50459 | -33.8626 | 151.2112 | 1 | CS | 1 | Standard
5264 | 609 | 1001327261 | SY50470 | -33.8627 | 151.2112 | 1 | CS | 1 | Standard
5265 | 610 | 1001327705 | SY50471 | -33.8627 | 151.2112 | 1 | CS | 2 | Standard
5266 | 619 | 1001327710 | SY50478 | -33.8628 | 151.2112 | 1 | CS | 1 | Standard
5267 | 656 | 1001333995 | SY50507 | -33.863 | 151.2111 | 1 | CS | 1 | Standard
5268 | 665 | 1001327727 | SY50513 | -33.8631 | 151.211 | 1 | CS | 1 | Standard
5269 | 753 | 1001333916 | SY50590 | -33.8633 | 151.2115 | 1 | CS | 1 | Standard
5270 | 680 | 1001327733 | SY50526 | -33.8631 | 151.2112 | 1 | CS | 1 | Standard
5271 | 754 | 1001333920 | SY50591 | -33.8633 | 151.2112 | 1 | CS | 1 | Standard
5272 | 623 | 1001333693 | SY51285 | -33.8629 | 151.2119 | 1 | CS | 1 | Standard
5273 | 676 | 1001333884 | SY51290 | -33.8631 | 151.212 | 1 | CS | 1 | Standard
5274 | 717 | 1001333896 | SY51295 | -33.8633 | 151.2121 | 1 | CS | 1 | Standard
5275 | 723 | 1001333900 | SY51296 | -33.8633 | 151.212 | 1 | CS | 1 | Standard
5276 | 697 | 1001333888 | SY50543 | -33.8632 | 151.2117 | 1 | CS | 1 | Standard
5277 | 737 | 1001333904 | SY50574 | -33.8633 | 151.2118 | 1 | CS | 1 | Standard
5278 | 740 | 1001333908 | SY50577 | -33.8633 | 151.2117 | 1 | CS | 1 | Standard
5279 | 747 | 1001333912 | SY50584 | -33.8633 | 151.2116 | 1 | CS | 1 | Standard
5280 | 772 | 1001333862 | SY50607 | -33.8634 | 151.2118 | 1 | CS | 1 | Standard
5281 | 823 | 1001325197 | SY50652 | -33.8635 | 151.2116 | 1 | CS | 1 | Standard
5282 | 774 | 1001333868 | SY50609 | -33.8634 | 151.2119 | 1 | CS | 2 | Standard
5283 | 769 | 1001333859 | SY51300 | -33.8634 | 151.2121 | 1 | CS | 1 | Standard
5284 | 806 | 1001325258 | SY51304 | -33.8634 | 151.2119 | 1 | CS | 1 | Standard
5285 | 869 | 1001325201 | SY50698 | -33.8636 | 151.2118 | 1 | CS | 1 | Standard
5286 | 887 | 1001325206 | SY50716 | -33.8636 | 151.2117 | 1 | CS | 1 | Standard
5287 | 790 | 1001333999 | SY50622 | -33.8634 | 151.211 | 1 | CS | 1 | Standard
5288 | 784 | 1001333872 | SY50617 | -33.8634 | 151.2113 | 1 | CS | 1 | Standard
5289 | 839 | 1001323838 | SY50668 | -33.8635 | 151.2113 | 1 | CS | 2 | Standard
5290 | 844 | 1001323843 | SY50673 | -33.8635 | 151.2111 | 1 | CS | 2 | Standard
5291 | 824 | 1001329072 | SY50653 | -33.8635 | 151.2111 | 1 | CS | 1 | Standard
5292 | 910 | 1001323853 | SY50737 | -33.8637 | 151.2111 | 1 | CS | 2 | Standard
5293 | 897 | 1001323848 | SY50725 | -33.8637 | 151.2111 | 1 | CS | 1 | Standard
5294 | 667 | 1001327433 | SY50514 | -33.8631 | 151.2105 | 1 | CS | 1 | Standard
5295 | 695 | 1001327438 | SY50541 | -33.8632 | 151.2105 | 1 | CS | 1 | Standard
5296 | 714 | 1001327444 | SY50556 | -33.8632 | 151.2105 | 1 | CS | 1 | Standard
5297 | 756 | 1001327435 | SY50593 | -33.8633 | 151.2105 | 1 | CS | 1 | Standard
5298 | 757 | 1001333701 | SY50594 | -33.8633 | 151.2104 | 1 | CS | 1 | Standard
5299 | 692 | 1001327738 | SY50538 | -33.8632 | 151.211 | 1 | CS | 1 | Standard
5300 | 766 | 1001333924 | SY50603 | -33.8633 | 151.211 | 1 | CS | 1 | Standard
5301 | 770 | 1001319901 | SY50605 | -33.8633 | 151.2109 | 1 | CS | 1 | Standard
5302 | 684 | 1001319003 | SY50530 | -33.8632 | 151.2108 | 1 | CS | 1 | Standard
5303 | 861 | 1001329699 | SY50690 | -33.8636 | 151.2107 | 1 | CS | 1 | Standard
5304 | 825 | 1001334003 | SY50654 | -33.8635 | 151.211 | 1 | CS | 2 | Standard
5305 | 849 | 1001333928 | SY50678 | -33.8635 | 151.2109 | 1 | CS | 1 | Standard
5306 | 876 | 1001323858 | SY50705 | -33.8636 | 151.2109 | 1 | CS | 1 | Standard
5307 | 907 | 1001329542 | SY50734 | -33.8638 | 151.2109 | 1 | CS | 1 | Standard
5308 | 791 | 1001319911 | SY50623 | -33.8634 | 151.2103 | 1 | CS | 1 | Standard
5309 | 872 | 1001319926 | SY50701 | -33.8636 | 151.2103 | 1 | CS | 1 | Standard
5310 | 878 | 1001319931 | SY50707 | -33.8636 | 151.21 | 1 | CS | 1 | Standard
5311 | 809 | 1001333880 | SY50638 | -33.8635 | 151.2104 | 1 | CS | 2 | Standard
5312 | 781 | 1001319906 | SY50614 | -33.8634 | 151.2105 | 1 | CS | 1 | Standard
5313 | 808 | 1001333876 | SY50637 | -33.8635 | 151.2105 | 1 | CS | 1 | Standard
5314 | 868 | 1001319921 | SY50697 | -33.8636 | 151.2105 | 1 | CS | 1 | Standard
5315 | 850 | 1001334004 | SY50679 | -33.8636 | 151.2103 | 1 | CS | 2 | Standard
5316 | 543 | 1001321399 | SY51279 | -33.8624 | 151.2129 | 1 | CS | 1 | Standard
5317 | 2039653 | 1001615108 | SY27227 | -33.8625 | 151.2128 | 1 | CS | 2 | Standard
5318 | 602 | 1001333838 | SY51282 | -33.8626 | 151.213 | 1 | CS | 2 | Standard
5319 | 613 | 1001321409 | SY51284 | -33.8628 | 151.213 | 1 | CS | 1 | Standard
5320 | 611 | 1001321404 | SY51283 | -33.8628 | 151.2128 | 1 | CS | 2 | Standard
5321 | 658 | 1001321414 | SY51286 | -33.863 | 151.2132 | 1 | CS | 2 | Standard
5322 | 666 | 1001321429 | SY51289 | -33.8631 | 151.2134 | 1 | CS | 1 | Standard
5323 | 2954273 | 1001679510 | SY27381 | -33.8633 | 151.2123 | 1 | CS | 2 | Standard
5324 | 711 | 1001333891 | SY51294 | -33.8632 | 151.2123 | 1 | CS | 1 | Standard
5325 | 735 | 1001333843 | SY51297 | -33.8633 | 151.2122 | 1 | CS | 1 | Standard
5326 | 736 | 1001333847 | SY51298 | -33.8633 | 151.2129 | 1 | CS | 1 | Standard
5327 | 699 | 1001321434 | SY51291 | -33.8632 | 151.2127 | 1 | CS | 1 | Standard
5328 | 705 | 1001321439 | SY51292 | -33.8632 | 151.2126 | 1 | CS | 1 | Standard
5329 | 779 | 1001321444 | SY51301 | -33.8634 | 151.2127 | 1 | CS | 1 | Standard
5330 | 38679 | 1001329982 | SY51341 | -33.8637 | 151.213 | 1 | CS | 1 | Standard
5331 | 38677 | 1001329972 | SY51339 | -33.8637 | 151.2129 | 1 | CS | 2 | Standard
5332 | 893 | 1001321454 | SY51305 | -33.8637 | 151.2127 | 1 | CS | 1 | Standard
5333 | 767 | 1001333855 | SY51299 | -33.8633 | 151.2122 | 1 | CS | 2 | Standard
5334 | 796 | 1001325253 | SY51303 | -33.8634 | 151.2123 | 1 | CS | 1 | Standard
5335 | 793 | 1001321449 | SY51302 | -33.8634 | 151.2124 | 1 | CS | 1 | Standard
5336 | 900 | 1001321459 | SY51306 | -33.8637 | 151.2125 | 1 | CS | 2 | Standard
5337 | 923 | 1001329937 | SY51307 | -33.8639 | 151.2128 | 1 | CS | 1 | Standard
5338 | 944 | 1001321464 | SY51308 | -33.864 | 151.2126 | 1 | CS | 1 | Standard
5339 | 949 | 1001321467 | SY51309 | -33.864 | 151.2126 | 1 | CS | 1 | Standard
5340 | 981 | 1001325395 | SY51310 | -33.8642 | 151.2126 | 1 | CS | 1 | Standard
5341 | 1029 | 1001325399 | SY51311 | -33.8643 | 151.2126 | 1 | CS | 1 | Standard
5342 | 1065 | 1001329942 | SY51314 | -33.8644 | 151.2127 | 1 | CS | 1 | Standard
5343 | 1062 | 1001325404 | SY51313 | -33.8644 | 151.2126 | 1 | CS | 1 | Standard
5344 | 1075 | 1001325409 | SY51315 | -33.8645 | 151.2126 | 1 | CS | 2 | Standard
5345 | 1095 | 1001325385 | SY51316 | -33.8646 | 151.2126 | 1 | CS | 1 | Standard
5346 | 1041 | 1001333400 | SY51312 | -33.8645 | 151.2122 | 1 | CS | 2 | Standard
5347 | 1113 | 1001325390 | SY51317 | -33.8646 | 151.2126 | 1 | CS | 1 | Standard
5348 | 1164 | 1001331712 | SY51319 | -33.8648 | 151.2125 | 1 | CS | 2 | Standard
5349 | 1182 | 1001331717 | SY51320 | -33.8649 | 151.2125 | 1 | CS | 1 | Standard
5350 | 1191 | 1001331722 | SY51321 | -33.865 | 151.2125 | 1 | CS | 1 | Standard
5351 | 1198 | 1001331558 | SY51322 | -33.865 | 151.2121 | 1 | CS | 1 | Standard
5352 | 1147 | 1001329947 | SY51318 | -33.8648 | 151.2127 | 1 | CS | 2 | Standard
5353 | 1233 | 1001329952 | SY51324 | -33.8651 | 151.2127 | 1 | CS | 1 | Standard
5354 | 1332 | 1001329957 | SY51330 | -33.8653 | 151.2126 | 1 | CS | 1 | Standard
5355 | 1286 | 1001331562 | SY51326 | -33.8652 | 151.2121 | 1 | CS | 2 | Standard
5356 | 1297 | 1001331567 | SY51328 | -33.8652 | 151.2121 | 1 | CS | 1 | Standard
5357 | 1202 | 1001331728 | SY51323 | -33.8651 | 151.2125 | 1 | CS | 2 | Standard
5358 | 1269 | 1001331734 | SY51325 | -33.8652 | 151.2125 | 1 | CS | 1 | Standard
5359 | 1289 | 1001331739 | SY51327 | -33.8653 | 151.2125 | 1 | CS | 2 | Standard
5360 | 1324 | 1001331572 | SY51329 | -33.8653 | 151.2121 | 1 | CS | 2 | Standard
5361 | 930 | 1001329547 | SY50756 | -33.8639 | 151.2104 | 1 | CS | 1 | Standard
5362 | 977 | 1001329830 | SY50799 | -33.8642 | 151.2105 | 1 | CS | 1 | Standard
5363 | 956 | 1001329703 | SY50778 | -33.8641 | 151.2104 | 1 | Not CS | 0 | Standard
5364 | 967 | 1001329815 | SY50789 | -33.8641 | 151.2109 | 1 | CS | 1 | Standard
5365 | 970 | 1001329820 | SY50792 | -33.8641 | 151.2107 | 1 | CS | 1 | Standard
5366 | 1027 | 1001333807 | SY50843 | -33.8644 | 151.2107 | 1 | CS | 1 | Standard
5367 | 2207132 | 1001535129 | SY26731 | -33.8643 | 151.2107 | 1 | CS | 2 | Standard
5368 | 999 | 1001327793 | SY50819 | -33.8642 | 151.2107 | 1 | CS | 1 | Standard
5369 | 1019 | 1001329748 | SY50839 | -33.8643 | 151.2109 | 1 | CS | 1 | Standard
5370 | 1009 | 1001333803 | SY50829 | -33.8643 | 151.2107 | 1 | CS | 2 | Standard
5371 | 986 | 1001329898 | SY50806 | -33.8642 | 151.211 | 1 | CS | 1 | Standard
5372 | 1076 | 1001329191 | SY50886 | -33.8645 | 151.211 | 1 | CS | 1 | Standard
5373 | 1080 | 1001331405 | SY50889 | -33.8645 | 151.2106 | 1 | CS | 1 | Standard
5374 | 1074 | 1001331400 | SY50885 | -33.8645 | 151.2106 | 1 | CS | 3 | Standard
5375 | 988 | 1001333798 | SY50808 | -33.8642 | 151.2103 | 1 | CS | 1 | Standard
5376 | 992 | 1001333754 | SY50812 | -33.8642 | 151.2102 | 1 | CS | 1 | Standard
5377 | 1034 | 1001333765 | SY50849 | -33.8644 | 151.2103 | 1 | CS | 2 | Standard
5378 | 1036 | 1001327799 | SY50851 | -33.8644 | 151.2102 | 1 | CS | 1 | Standard
5379 | 1042 | 1001333769 | SY50855 | -33.8644 | 151.2104 | 1 | CS | 1 | Standard
5380 | 1037 | 1001327804 | SY50852 | -33.8643 | 151.2103 | 1 | CS | 1 | Standard
5381 | 1070 | 1001333773 | SY50881 | -33.8644 | 151.2104 | 1 | CS | 3 | Standard
5382 | 1087 | 1001333777 | SY50895 | -33.8646 | 151.2104 | 1 | CS | 1 | Standard
5383 | 1114 | 1001331410 | SY50916 | -33.8646 | 151.2104 | 1 | CS | 1 | Standard
5384 | 1119 | 1001325916 | SY50920 | -33.8645 | 151.2103 | 1 | CS | 1 | Standard
5385 | 1152 | 1001325921 | SY50945 | -33.8646 | 151.2101 | 1 | CS | 1 | Standard
5386 | 918 | 1001325263 | SY50745 | -33.8638 | 151.2119 | 1 | CS | 2 | Standard
5387 | 934 | 1001325211 | SY50760 | -33.8639 | 151.2117 | 1 | CS | 1 | Standard
5388 | 969 | 1001325267 | SY50791 | -33.8641 | 151.2117 | 1 | CS | 1 | Standard
5389 | 1025 | 1001329865 | SY50841 | -33.8643 | 151.2118 | 1 | CS | 2 | Standard
5390 | 971 | 1001325272 | SY50793 | -33.8641 | 151.2118 | 1 | CS | 1 | Standard
5391 | 1000 | 1001325277 | SY50820 | -33.8642 | 151.2117 | 1 | CS | 1 | Standard
5392 | 1058 | 1001329870 | SY50871 | -33.8644 | 151.2117 | 1 | CS | 1 | Standard
5393 | 1060 | 1001325221 | SY50873 | -33.8644 | 151.2116 | 1 | CS | 2 | Standard
5394 | 1059 | 1001325216 | SY50872 | -33.8644 | 151.2118 | 1 | CS | 1 | Standard
5395 | 1077 | 1001325225 | SY50887 | -33.8645 | 151.2118 | 1 | CS | 2 | Standard
5396 | 30062 | 1001329880 | SY51196 | -33.8645 | 151.2117 | 1 | CS | 2 | Standard
5397 | 1084 | 1001325229 | SY50892 | -33.8646 | 151.2116 | 1 | CS | 2 | Standard
5398 | 1148 | 1001329159 | SY50942 | -33.8648 | 151.2112 | 1 | CS | 1 | Standard
5399 | 1141 | 1001329992 | SY50937 | -33.8647 | 151.2111 | 1 | CS | 1 | Standard
5400 | 1156 | 1001325243 | SY50948 | -33.8648 | 151.2116 | 1 | CS | 2 | Standard
5401 | 1185 | 1001329283 | SY50973 | -33.865 | 151.2115 | 1 | CS | 2 | Standard
5402 | 1216 | 1001329475 | SY50997 | -33.865 | 151.2115 | 1 | CS | 1 | Standard
5403 | 1200 | 1001334039 | SY50984 | -33.865 | 151.2115 | 1 | CS | 1 | Standard
5404 | 1170 | 1001323863 | SY50960 | -33.8649 | 151.2111 | 1 | CS | 1 | Standard
5405 | 1166 | 1001329175 | SY50956 | -33.8648 | 151.2114 | 1 | CS | 1 | Standard
5406 | 1195 | 1001321808 | SY50980 | -33.865 | 151.2113 | 1 | CS | 1 | Standard
5407 | 1092 | 1001325234 | SY50899 | -33.8646 | 151.2118 | 1 | CS | 1 | Standard
5408 | 1118 | 1001329875 | SY50919 | -33.8646 | 151.2117 | 1 | CS | 1 | Standard
5409 | 1131 | 1001325239 | SY50929 | -33.8647 | 151.2118 | 1 | CS | 1 | Standard
5410 | 1159 | 1001325248 | SY50951 | -33.8648 | 151.2117 | 1 | CS | 1 | Standard
5411 | 1210 | 1001329412 | SY50993 | -33.865 | 151.2117 | 1 | CS | 1 | Standard
5412 | 1247 | 1001329465 | SY51023 | -33.8651 | 151.2117 | 1 | Not CS | 0 | Standard
5413 | 1248 | 1001329315 | SY51024 | -33.8651 | 151.2117 | 1 | CS | 1 | Standard
5414 | 1299 | 1001329386 | SY51066 | -33.8652 | 151.2119 | 1 | CS | 1 | Standard
5415 | 1276 | 1001334046 | SY51048 | -33.8652 | 151.2117 | 1 | CS | 1 | Standard
5416 | 1348 | 1001331527 | SY51331 | -33.8654 | 151.212 | 1 | CS | 1 | Standard
5417 | 1358 | 1001329914 | SY51332 | -33.8654 | 151.212 | 1 | CS | 1 | Standard
5418 | 1314 | 1001329909 | SY51077 | -33.8653 | 151.2118 | 1 | CS | 1 | Standard
5419 | 1317 | 1001321824 | SY51080 | -33.8653 | 151.2117 | 1 | CS | 1 | Standard
5420 | 1361 | 1001321833 | SY51113 | -33.8654 | 151.2119 | 1 | CS | 1 | Standard
5421 | 1345 | 1001321828 | SY51100 | -33.8654 | 151.2118 | 1 | CS | 1 | Standard
5422 | 1250 | 1001321813 | SY51026 | -33.8651 | 151.2114 | 1 | CS | 1 | Standard
5423 | 1232 | 1001334042 | SY51012 | -33.8651 | 151.2116 | 1 | CS | 1 | Standard
5424 | 1285 | 1001321819 | SY51057 | -33.8652 | 151.2115 | 1 | CS | 2 | Standard
5425 | 1350 | 1001331368 | SY51104 | -33.8654 | 151.2116 | 1 | CS | 1 | Standard
5426 | 1356 | 1001331308 | SY51109 | -33.8654 | 151.2113 | 1 | CS | 1 | Standard
5427 | 893156 | 1001331415 | SY51218 | -33.8647 | 151.2103 | 1 | CS | 1 | Standard
5428 | 1176 | 1001331423 | SY50966 | -33.8649 | 151.2101 | 1 | CS | 1 | Standard
5429 | 1110 | 1001329101 | SY50913 | -33.8646 | 151.2111 | 1 | CS | 1 | Standard
5430 | 1134 | 1001323878 | SY50932 | -33.8647 | 151.2109 | 1 | CS | 1 | Standard
5431 | 1168 | 1001329996 | SY50958 | -33.8649 | 151.211 | 1 | CS | 1 | Standard
5432 | 901741 | 1001323888 | SY51219 | -33.8648 | 151.2109 | 1 | CS | 1 | Standard
5433 | 1171 | 1001323883 | SY50961 | -33.8649 | 151.2109 | 1 | CS | 1 | Standard
5434 | 1178 | 1001323868 | SY50968 | -33.8649 | 151.2111 | 1 | CS | 1 | Standard
5435 | 1197 | 1001323873 | SY50982 | -33.865 | 151.2108 | 1 | CS | 1 | Standard
5436 | 1230 | 1001327878 | SY51010 | -33.8651 | 151.2107 | 1 | CS | 1 | Standard
5437 | 1246 | 1001331001 | SY51022 | -33.8651 | 151.2108 | 1 | CS | 2 | Standard
5438 | 1277 | 1001329973 | SY51049 | -33.8652 | 151.2108 | 1 | CS | 1 | Standard
5439 | 2155588 | 1001615110 | SY27228 | -33.8652 | 151.2107 | 1 | CS | 2 | Standard
5440 | 1302 | 1001327883 | SY51069 | -33.8652 | 151.2106 | 1 | CS | 1 | Standard
5441 | 1327 | 1001327888 | SY51088 | -33.8653 | 151.2105 | 1 | CS | 1 | Standard
5442 | 1353 | 1001329978 | SY51106 | -33.8654 | 151.2106 | 1 | CS | 1 | Standard
5443 | 1354 | 1001327893 | SY51107 | -33.8654 | 151.2104 | 1 | CS | 1 | Standard
5444 | 1372 | 1001327898 | SY51124 | -33.8655 | 151.2103 | 1 | CS | 1 | Standard
5445 | 580 | 1001321615 | SY50448 | -33.8626 | 151.2066 | 1 | CS | 1 | Standard
5446 | 564 | 1001223887 | SY50434 | -33.8625 | 151.2068 | 1 | CS | 2 | Standard
5447 | 629 | 1001333977 | SY50486 | -33.8629 | 151.2065 | 1 | CS | 1 | Standard
5448 | 668 | 1001327315 | SY50515 | -33.8631 | 151.2065 | 1 | CS | 1 | Standard
5449 | 669 | 1001333989 | SY50516 | -33.8631 | 151.2064 | 1 | CS | 1 | Standard
5450 | 552 | 1001333962 | SY50424 | -33.8624 | 151.2075 | 1 | CS | 2 | Standard
5451 | 565 | 1001334214 | SY50435 | -33.8625 | 151.2077 | 1 | CS | 2 | Standard
5452 | 576 | 1001334218 | SY50444 | -33.8626 | 151.2077 | 1 | CS | 3 | Standard
5453 | 578 | 1001333966 | SY50446 | -33.8626 | 151.2075 | 1 | CS | 1 | Standard
5454 | 592 | 1001321964 | SY50456 | -33.8626 | 151.2081 | 1 | CS | 1 | Standard
5455 | 597 | 1001333919 | SY50460 | -33.8627 | 151.2082 | 1 | CS | 2 | Standard
5456 | 628 | 1001321969 | SY50485 | -33.8629 | 151.2082 | 1 | CS | 1 | Standard
5457 | 624 | 1001333923 | SY50482 | -33.8629 | 151.2082 | 1 | CS | 2 | Standard
5458 | 636 | 1001334262 | SY50491 | -33.8629 | 151.2082 | 1 | CS | 1 | Standard
5459 | 594 | 1001333970 | SY50458 | -33.8627 | 151.2074 | 1 | CS | 3 | Standard
5460 | 617 | 1001333973 | SY50476 | -33.8628 | 151.2074 | 1 | CS | 2 | Standard
5461 | 603 | 1001334222 | SY50465 | -33.8627 | 151.2077 | 1 | CS | 4 | Standard
5462 | 607 | 1001327257 | SY50469 | -33.8628 | 151.2075 | 1 | CS | 2 | Standard
5463 | 601 | 1001334319 | SY50464 | -33.8627 | 151.2075 | 1 | CS | 1 | Standard
5464 | 83662383 | 1001823405 | SY28063 | -33.8629 | 151.2075 | 1 | CS | 2 | Preformed
5465 | 618 | 1001334229 | SY50477 | -33.8628 | 151.2077 | 1 | CS | 2 | Standard
5466 | 642 | 1001331760 | SY50495 | -33.8629 | 151.2076 | 1 | CS | 2 | Standard
5467 | 650 | 1001333981 | SY50502 | -33.863 | 151.2074 | 1 | CS | 3 | Standard
5468 | 660 | 1001333985 | SY50509 | -33.8631 | 151.2074 | 1 | CS | 2 | Standard
5469 | 670 | 1001333993 | SY50517 | -33.8631 | 151.2074 | 1 | CS | 2 | Standard
5470 | 673 | 1001331766 | SY50520 | -33.8631 | 151.2076 | 1 | CS | 3 | Standard
5471 | 685 | 1001331771 | SY50531 | -33.8632 | 151.2076 | 1 | CS | 2 | Standard
5472 | 748 | 1001223892 | SY50585 | -33.8633 | 151.2076 | 1 | CS | 2 | Standard
5473 | 727 | 1001223833 | SY50566 | -33.8633 | 151.2076 | 1 | CS | 1 | Standard
5474 | 724 | 1001223828 | SY50563 | -33.8633 | 151.2076 | 1 | CS | 1 | Standard
5475 | 776 | 1001331775 | SY50611 | -33.8634 | 151.2076 | 1 | CS | 2 | Standard
5476 | 789 | 1001331780 | SY50621 | -33.8634 | 151.2076 | 1 | CS | 1 | Standard
5477 | 807 | 1001223917 | SY50636 | -33.8634 | 151.2076 | 1 | CS | 1 | Standard
5478 | 803 | 1001331784 | SY50633 | -33.8634 | 151.2076 | 1 | CS | 1 | Standard
5479 | 743 | 1001334014 | SY50580 | -33.8633 | 151.2074 | 1 | CS | 2 | Standard
5480 | 752 | 1001334025 | SY50589 | -33.8633 | 151.2074 | 1 | CS | 1 | Standard
5481 | 721 | 1001223824 | SY50561 | -33.8633 | 151.2075 | 1 | CS | 1 | Standard
5482 | 804 | 1001223913 | SY50634 | -33.8634 | 151.2074 | 1 | CS | 1 | Standard
5483 | 775 | 1001319158 | SY50610 | -33.8634 | 151.2074 | 1 | CS | 1 | Standard
5484 | 815 | 1001334274 | SY50644 | -33.8635 | 151.2075 | 1 | CS | 1 | Standard
5485 | 801 | 1001223907 | SY50631 | -33.8634 | 151.2074 | 1 | CS | 1 | Standard
5486 | 798 | 1001223901 | SY50628 | -33.8634 | 151.2073 | 1 | CS | 1 | Standard
5487 | 810 | 1001223848 | SY50639 | -33.8635 | 151.2073 | 1 | CS | 2 | Standard
5488 | 787 | 1001319167 | SY50619 | -33.8634 | 151.2073 | 1 | CS | 1 | Standard
5489 | 702 | 1001334322 | SY50547 | -33.8632 | 151.2082 | 1 | CS | 1 | Standard
5490 | 707 | 1001334325 | SY50551 | -33.8632 | 151.2081 | 1 | CS | 1 | Standard
5491 | 709 | 1001319143 | SY50553 | -33.8632 | 151.2083 | 1 | CS | 1 | Standard
5492 | 713 | 1001319148 | SY50555 | -33.8632 | 151.2082 | 1 | CS | 1 | Standard
5493 | 734 | 1001319153 | SY50573 | -33.8633 | 151.2078 | 1 | CS | 1 | Standard
5494 | 716 | 1001334328 | SY50557 | -33.8633 | 151.2078 | 1 | CS | 2 | Standard
5495 | 729 | 1001327609 | SY50568 | -33.8633 | 151.2079 | 1 | CS | 4 | Standard
5496 | 858 | 1001321271 | SY50687 | -33.8636 | 151.208 | 1 | CS | 1 | Standard
5497 | 877 | 1001334187 | SY50706 | -33.8636 | 151.208 | 1 | CS | 1 | Standard
5498 | 865 | 1001331792 | SY50694 | -33.8636 | 151.2078 | 1 | CS | 1 | Standard
5499 | 862 | 1001331788 | SY50691 | -33.8636 | 151.2078 | 1 | CS | 1 | Standard
5500 | 863 | 1001321279 | SY50692 | -33.8636 | 151.2079 | 1 | CS | 2 | Standard
5501 | 870 | 1001334183 | SY50699 | -33.8636 | 151.2082 | 1 | CS | 1 | Standard
5502 | 873 | 1001333794 | SY50702 | -33.8636 | 151.2083 | 1 | CS | 2 | Standard
5503 | 852 | 1001331380 | SY50681 | -33.8636 | 151.2082 | 1 | CS | 1 | Standard
5504 | 855 | 1001321268 | SY50684 | -33.8636 | 151.2082 | 1 | CS | 1 | Standard
5505 | 912 | 1001321264 | SY50739 | -33.8638 | 151.2081 | 1 | CS | 1 | Standard
5506 | 911 | 1001321259 | SY50738 | -33.8638 | 151.2083 | 1 | CS | 2 | Standard
5507 | 1030564 | 1001325329 | SY51223 | -33.8638 | 151.2078 | 1 | CS | 1 | Standard
5508 | 914 | 1001325269 | SY50741 | -33.8638 | 151.208 | 1 | CS | 1 | Standard
5509 | 834 | 1001319173 | SY50663 | -33.8635 | 151.2073 | 1 | CS | 1 | Standard
5510 | 835 | 1001329636 | SY50664 | -33.8635 | 151.2074 | 1 | CS | 1 | Standard
5511 | 851 | 1001223921 | SY50680 | -33.8636 | 151.2074 | 1 | CS | 1 | Standard
5512 | 843 | 1001329615 | SY50672 | -33.8635 | 151.2074 | 1 | CS | 1 | Standard
5513 | 859 | 1001329694 | SY50688 | -33.8636 | 151.2074 | 1 | CS | 2 | Standard
5514 | 102484569 | 1001334282 | SY50714 | -33.8637 | 151.2074 | 1 | CS | 2 | Standard
5515 | 871 | 1001329666 | SY50700 | -33.8636 | 151.2073 | 1 | CS | 1 | Standard
5516 | 883 | 1001334191 | SY50712 | -33.8637 | 151.2076 | 1 | CS | 1 | Standard
5517 | 881 | 1001334277 | SY50710 | -33.8637 | 151.2076 | 1 | CS | 1 | Standard
5518 | 867 | 1001331797 | SY50696 | -33.8636 | 151.2076 | 1 | CS | 1 | Standard
5519 | 906 | 1001334195 | SY50733 | -33.8638 | 151.2076 | 1 | CS | 1 | Standard
5520 | 921 | 1001325274 | SY50748 | -33.8638 | 151.2076 | 1 | CS | 3 | Standard
5521 | 939 | 1001334201 | SY50765 | -33.8639 | 151.2075 | 1 | CS | 1 | Standard
5522 | 931 | 1001325279 | SY50757 | -33.8639 | 151.2076 | 1 | CS | 2 | Standard
5523 | 917 | 1001329501 | SY50744 | -33.8638 | 151.2073 | 1 | CS | 1 | Standard
5524 | 902 | 1001223927 | SY50729 | -33.8638 | 151.2074 | 1 | CS | 2 | Standard
5525 | 728 | 1001334000 | SY50567 | -33.8633 | 151.2063 | 1 | CS | 1 | Standard
5526 | 718 | 1001327635 | SY50558 | -33.8632 | 151.2065 | 1 | CS | 1 | Standard
5527 | 733 | 1001334007 | SY50572 | -33.8633 | 151.2064 | 1 | CS | 1 | Standard
5528 | 799 | 1001223839 | SY50629 | -33.8634 | 151.2066 | 1 | CS | 1 | Standard
5529 | 746 | 1001327476 | SY50583 | -33.8633 | 151.2065 | 1 | CS | 1 | Standard
5530 | 738 | 1001334011 | SY50575 | -33.8633 | 151.2067 | 1 | CS | 1 | Standard
5531 | 780 | 1001334132 | SY50613 | -33.8634 | 151.2066 | 1 | CS | 4 | Standard
5532 | 827 | 1001331901 | SY50656 | -33.8635 | 151.2067 | 1 | CS | 1 | Standard
5533 | 758 | 1001327440 | SY50595 | -33.8633 | 151.2064 | 1 | CS | 1 | Standard
5534 | 820 | 1001333009 | SY50649 | -33.8635 | 151.2062 | 1 | CS | 1 | Standard
5535 | 800 | 1001334306 | SY50630 | -33.8634 | 151.2062 | 1 | CS | 1 | Standard
5536 | 794 | 1001223896 | SY50625 | -33.8634 | 151.2062 | 1 | CS | 2 | Standard
5537 | 822 | 1001333013 | SY50651 | -33.8635 | 151.2062 | 1 | CS | 1 | Standard
5538 | 749 | 1001334018 | SY50586 | -33.8633 | 151.2071 | 1 | CS | 2 | Standard
5539 | 771 | 1001327485 | SY50606 | -33.8634 | 151.207 | 1 | CS | 1 | Standard
5540 | 751 | 1001334021 | SY50588 | -33.8633 | 151.2072 | 1 | CS | 1 | Standard
5541 | 107351 | 1001334031 | SY51210 | -33.8633 | 151.2072 | 1 | CS | 2 | Standard
5542 | 785 | 1001319163 | SY50618 | -33.8634 | 151.207 | 1 | CS | 1 | Standard
5543 | 764 | 1001327450 | SY50601 | -33.8633 | 151.2067 | 1 | CS | 3 | Standard
5544 | 805 | 1001223843 | SY50635 | -33.8634 | 151.2069 | 1 | CS | 2 | Standard
5545 | 829 | 1001331912 | SY50658 | -33.8635 | 151.2069 | 1 | CS | 1 | Standard
5546 | 828 | 1001331907 | SY50657 | -33.8635 | 151.2068 | 1 | CS | 1 | Standard
5547 | 833 | 1001329631 | SY50662 | -33.8635 | 151.2071 | 1 | CS | 1 | Standard
5548 | 875 | 1001333017 | SY50704 | -33.8636 | 151.2062 | 1 | CS | 2 | Standard
5549 | 892 | 1001331896 | SY50721 | -33.8637 | 151.2064 | 1 | CS | 1 | Standard
5550 | 860 | 1001331916 | SY50689 | -33.8636 | 151.2066 | 1 | CS | 2 | Standard
5551 | 913 | 1001333021 | SY50740 | -33.8638 | 151.2063 | 1 | CS | 1 | Standard
5552 | 573 | 1001333641 | SY50442 | -33.8625 | 151.2086 | 1 | CS | 1 | Standard
5553 | 535 | 1001223956 | SY50411 | -33.8624 | 151.2091 | 1 | CS | 1 | Standard
5554 | 538 | 1001333629 | SY50414 | -33.8624 | 151.209 | 1 | CS | 1 | Standard
5555 | 550 | 1001223838 | SY50422 | -33.8624 | 151.2092 | 1 | CS | 1 | Standard
5556 | 551 | 1001333633 | SY50423 | -33.8624 | 151.209 | 1 | CS | 1 | Standard
5557 | 562 | 1001333637 | SY50432 | -33.8625 | 151.2088 | 1 | CS | 1 | Standard
5558 | 579 | 1001223960 | SY50447 | -33.8626 | 151.2091 | 1 | CS | 1 | Standard
5559 | 589 | 1001327246 | SY50455 | -33.8626 | 151.209 | 1 | Not CS | 0 | Standard
5560 | 620 | 1001223970 | SY50479 | -33.8628 | 151.209 | 1 | CS | 3 | Standard
5561 | 625 | 1001327221 | SY50483 | -33.8629 | 151.209 | 1 | CS | 2 | Standard
5562 | 615 | 1001332772 | SY50474 | -33.8628 | 151.2091 | 1 | CS | 2 | Standard
5563 | 638 | 1001332776 | SY50493 | -33.8629 | 151.2091 | 1 | CS | 1 | Standard
5564 | 587 | 1001321959 | SY50453 | -33.8626 | 151.2083 | 1 | CS | 1 | Standard
5565 | 582 | 1001223965 | SY50450 | -33.8626 | 151.2085 | 1 | CS | 2 | Standard
5566 | 616 | 1001333991 | SY50475 | -33.8628 | 151.2086 | 1 | CS | 2 | Standard
5567 | 534 | 1001321516 | SY50410 | -33.8624 | 151.2097 | 1 | CS | 1 | Standard
5568 | 569 | 1001223844 | SY50439 | -33.8625 | 151.2094 | 1 | CS | 2 | Standard
5569 | 567 | 1001321526 | SY50437 | -33.8625 | 151.2099 | 1 | CS | 1 | Standard
5570 | 545 | 1001333680 | SY50418 | -33.8624 | 151.2098 | 1 | CS | 3 | Standard
5571 | 622 | 1001223850 | SY50481 | -33.8627 | 151.2096 | 1 | CS | 2 | Standard
5572 | 2954275 | 1001787346 | SY27660 | -33.8633 | 151.2098 | 9 | CS | 2 | Vault
5573 | 677 | 1001319851 | SY50523 | -33.8631 | 151.2098 | 1 | CS | 2 | Standard
5574 | 765 | 1001333851 | SY50602 | -33.8634 | 151.2096 | 1 | CS | 1 | Standard
5575 | 720 | 1001319861 | SY50560 | -33.8633 | 151.2096 | 1 | CS | 2 | Standard
5576 | 688 | 1001319855 | SY50534 | -33.8632 | 151.2097 | 1 | CS | 4 | Standard
5577 | 745 | 1001319866 | SY50582 | -33.8633 | 151.2096 | 1 | CS | 3 | Standard
5578 | 654 | 1001319845 | SY50505 | -33.863 | 151.2099 | 1 | CS | 2 | Standard
5579 | 744 | 1001319890 | SY50581 | -33.8633 | 151.2098 | 1 | CS | 2 | Standard
5580 | 763 | 1001319896 | SY50600 | -33.8633 | 151.2098 | 1 | CS | 2 | Standard
5581 | 802 | 1001319916 | SY50632 | -33.8634 | 151.2099 | 1 | CS | 1 | Standard
5582 | 874 | 1001319000 | SY50703 | -33.8636 | 151.2094 | 1 | CS | 2 | Standard
5583 | 819 | 1001319876 | SY50648 | -33.8635 | 151.2094 | 1 | CS | 2 | Standard
5584 | 826 | 1001319881 | SY50655 | -33.8635 | 151.2093 | 1 | CS | 4 | Standard
5585 | 792 | 1001319871 | SY50624 | -33.8634 | 151.2094 | 1 | CS | 1 | Standard
5586 | 1030566 | 1001331576 | SY51224 | -33.8635 | 151.2095 | 1 | CS | 1 | Standard
5587 | 842 | 1001333887 | SY50671 | -33.8635 | 151.2094 | 1 | CS | 1 | Standard
5588 | 845 | 1001223990 | SY50674 | -33.8635 | 151.2093 | 1 | CS | 4 | Standard
5589 | 812 | 1001327501 | SY50641 | -33.8635 | 151.2097 | 1 | CS | 2 | Standard
5590 | 840 | 1001333883 | SY50669 | -33.8635 | 151.2095 | 1 | CS | 1 | Standard
5591 | 888 | 1001319936 | SY50717 | -33.8637 | 151.2096 | 1 | CS | 2 | Standard
5592 | 890 | 1001319005 | SY50719 | -33.8637 | 151.2094 | 1 | CS | 1 | Standard
5593 | 908 | 1001319010 | SY50735 | -33.8638 | 151.2094 | 1 | CS | 1 | Standard
5594 | 920 | 1001319015 | SY50747 | -33.8639 | 151.2094 | 1 | CS | 2 | Standard
5595 | 693 | 1001319060 | SY50539 | -33.8632 | 151.2084 | 1 | CS | 1 | Standard
5596 | 1125030 | 1001319178 | SY56311 | -33.8631 | 151.2084 | 1 | CS | 3 | Joint Room
5597 | 700 | 1001381398 | SY50545 | -33.8632 | 151.2084 | 1 | CS | 4 | Standard
5598 | 646 | 1001334266 | SY50498 | -33.863 | 151.2086 | 1 | CS | 2 | Standard
5599 | 696 | 1001334270 | SY50542 | -33.8632 | 151.2086 | 1 | CS | 1 | Standard
5600 | 679 | 1001319050 | SY50525 | -33.8631 | 151.2087 | 1 | CS | 1 | Standard
5601 | 689 | 1001319055 | SY50535 | -33.8632 | 151.2087 | 1 | CS | 2 | Standard
5602 | 706 | 1001327593 | SY50550 | -33.8632 | 151.2087 | 1 | CS | 2 | Standard
5603 | 704 | 1001334179 | SY50549 | -33.8632 | 151.2085 | 1 | CS | 1 | Standard
5604 | 768 | 1001327455 | SY50604 | -33.8633 | 151.2087 | 1 | CS | 1 | Standard
5605 | 773 | 1001327516 | SY50608 | -33.8634 | 151.2087 | 1 | CS | 2 | Standard
5606 | 674 | 1001319045 | SY50521 | -33.8631 | 151.209 | 1 | CS | 3 | Standard
5607 | 657 | 1001332764 | SY50508 | -33.863 | 151.2089 | 1 | CS | 2 | Standard
5608 | 687 | 1001332768 | SY50533 | -33.8632 | 151.2089 | 1 | CS | 2 | Standard
5609 | 694 | 1001332784 | SY50540 | -33.8632 | 151.2088 | 1 | CS | 1 | Standard
5610 | 672 | 1001334104 | SY50519 | -33.8631 | 151.2091 | 1 | CS | 1 | Standard
5611 | 678 | 1001332780 | SY50524 | -33.8631 | 151.2091 | 1 | CS | 1 | Standard
5612 | 739 | 1001319830 | SY50576 | -33.8633 | 151.2091 | 1 | CS | 4 | Standard
5613 | 698 | 1001223975 | SY50544 | -33.8632 | 151.209 | 1 | CS | 1 | Standard
5614 | 732 | 1001327460 | SY50571 | -33.8633 | 151.2089 | 1 | CS | 1 | Standard
5615 | 759 | 1001327445 | SY50596 | -33.8633 | 151.2089 | 1 | CS | 1 | Standard
5616 | 817 | 1001223981 | SY50646 | -33.8635 | 151.2089 | 1 | CS | 1 | Standard
5617 | 821 | 1001327511 | SY50650 | -33.8635 | 151.2089 | 1 | CS | 2 | Standard
5618 | 836 | 1001329641 | SY50665 | -33.8635 | 151.2089 | 1 | CS | 1 | Standard
5619 | 857 | 1001319065 | SY50686 | -33.8636 | 151.2089 | 1 | CS | 2 | Standard
5620 | 837 | 1001223985 | SY50666 | -33.8635 | 151.209 | 1 | CS | 1 | Standard
5621 | 831 | 1001319840 | SY50660 | -33.8635 | 151.2091 | 1 | CS | 2 | Standard
5622 | 816 | 1001319835 | SY50645 | -33.8635 | 151.2091 | 1 | CS | 2 | Standard
5623 | 846 | 1001223995 | SY50675 | -33.8636 | 151.2092 | 1 | CS | 1 | Standard
5624 | 853 | 1001334108 | SY50682 | -33.8636 | 151.209 | 1 | CS | 2 | Standard
5625 | 884 | 1001329527 | SY50713 | -33.8637 | 151.2091 | 1 | CS | 1 | Standard
5626 | 896 | 1001331242 | SY50724 | -33.8637 | 151.209 | 1 | CS | 1 | Standard
5627 | 899 | 1001331247 | SY50727 | -33.8637 | 151.2088 | 1 | CS | 1 | Standard
5628 | 894 | 1001319070 | SY50722 | -33.8637 | 151.2089 | 1 | CS | 1 | Standard
5629 | 929 | 1001323337 | SY50755 | -33.8639 | 151.2088 | 1 | CS | 1 | Standard
5630 | 848 | 1001333790 | SY50677 | -33.8635 | 151.2084 | 1 | CS | 1 | Standard
5631 | 847 | 1001329681 | SY50676 | -33.8635 | 151.2085 | 1 | CS | 1 | Standard
5632 | 841 | 1001329601 | SY50670 | -33.8635 | 151.2087 | 1 | CS | 1 | Standard
5633 | 901742 | 1001334175 | SY51220 | -33.8635 | 151.2086 | 1 | CS | 2 | Standard
5634 | 864 | 1001334168 | SY50693 | -33.8636 | 151.2087 | 1 | CS | 2 | Standard
5635 | 905 | 1001323833 | SY50732 | -33.8637 | 151.2085 | 1 | CS | 2 | Standard
5636 | 903 | 1001331252 | SY50730 | -33.8637 | 151.2087 | 1 | CS | 2 | Standard
5637 | 951 | 1001333628 | SY50773 | -33.8641 | 151.2086 | 1 | CS | 2 | Standard
5638 | 961 | 1001331262 | SY50783 | -33.8641 | 151.2086 | 1 | CS | 1 | Standard
5639 | 989 | 1001333636 | SY50809 | -33.8642 | 151.2087 | 1 | CS | 2 | Standard
5640 | 974 | 1001333146 | SY50796 | -33.8642 | 151.2088 | 1 | CS | 2 | Standard
5641 | 985 | 1001333150 | SY50805 | -33.8642 | 151.2088 | 1 | CS | 2 | Standard
5642 | 991 | 1001333154 | SY50811 | -33.8642 | 151.2086 | 1 | CS | 1 | Standard
5643 | 978 | 1001333632 | SY50800 | -33.8642 | 151.2086 | 1 | CS | 1 | Standard
5644 | 993 | 1001333640 | SY50813 | -33.8642 | 151.2085 | 1 | CS | 1 | Standard
5645 | 938 | 1001323347 | SY50764 | -33.8639 | 151.209 | 1 | CS | 1 | Standard
5646 | 942 | 1001323342 | SY50767 | -33.864 | 151.2088 | 1 | CS | 2 | Standard
5647 | 965 | 1001323351 | SY50787 | -33.8641 | 151.209 | 1 | CS | 1 | Standard
5648 | 994 | 1001319074 | SY50814 | -33.8642 | 151.2088 | 1 | CS | 1 | Standard
5649 | 1013 | 1001333072 | SY50833 | -33.8643 | 151.2088 | 1 | CS | 1 | Standard
5650 | 1010 | 1001331158 | SY50830 | -33.8643 | 151.2089 | 1 | CS | 1 | Standard
5651 | 1047 | 1001331163 | SY50860 | -33.8644 | 151.2089 | 1 | CS | 1 | Standard
5652 | 1046 | 1001327827 | SY50859 | -33.8645 | 151.2092 | 1 | CS | 2 | Standard
5653 | 1115 | 1001327748 | SY50917 | -33.8646 | 151.2093 | 1 | CS | 2 | Standard
5654 | 1072 | 1001327743 | SY50883 | -33.8646 | 151.2091 | 1 | CS | 1 | Standard
5655 | 1111 | 1001323358 | SY50914 | -33.8646 | 151.209 | 1 | CS | 1 | Standard
5656 | 1102 | 1001331168 | SY50907 | -33.8646 | 151.2089 | 1 | CS | 1 | Standard
5657 | 1126 | 1001333094 | SY50925 | -33.8647 | 151.2089 | 1 | CS | 1 | Standard
5658 | 1112 | 1001333089 | SY50915 | -33.8646 | 151.2089 | 1 | CS | 1 | Standard
5659 | 1053 | 1001333076 | SY50866 | -33.8644 | 151.2087 | 1 | CS | 1 | Standard
5660 | 1030 | 1001329718 | SY50845 | -33.8643 | 151.2085 | 1 | CS | 1 | Standard
5661 | 1073 | 1001333080 | SY50884 | -33.8645 | 151.2087 | 1 | CS | 2 | Standard
5662 | 1088 | 1001319079 | SY50896 | -33.8646 | 151.2087 | 1 | CS | 1 | Standard
5663 | 1106 | 1001333084 | SY50911 | -33.8646 | 151.2087 | 1 | CS | 2 | Standard
5664 | 1105 | 1001331178 | SY50910 | -33.8646 | 151.2086 | 1 | CS | 1 | Standard
5665 | 1125 | 1001333648 | SY50924 | -33.8647 | 151.2084 | 1 | CS | 1 | Standard
5666 | 1101 | 1001329249 | SY50906 | -33.8646 | 151.2085 | 1 | CS | 3 | Standard
5667 | 1104 | 1001331173 | SY50909 | -33.8646 | 151.2083 | 1 | CS | 1 | Standard
5668 | 936 | 1001319020 | SY50762 | -33.864 | 151.2094 | 1 | CS | 1 | Standard
5669 | 940 | 1001323828 | SY50766 | -33.864 | 151.2097 | 1 | CS | 2 | Standard
5670 | 955 | 1001319025 | SY50777 | -33.8641 | 151.2094 | 1 | CS | 2 | Standard
5671 | 946 | 1001331257 | SY50769 | -33.864 | 151.2094 | 1 | CS | 1 | Standard
5672 | 1049 | 1001327811 | SY50862 | -33.8644 | 151.2099 | 1 | CS | 1 | Standard
5673 | 1017686 | 1001319040 | SY51222 | -33.8643 | 151.2095 | 1 | CS | 2 | Standard
5674 | 1005 | 1001319030 | SY50825 | -33.8643 | 151.2095 | 1 | CS | 2 | Standard
5675 | 1043 | 1001319035 | SY50856 | -33.8644 | 151.2095 | 1 | CS | 2 | Standard
5676 | 1032 | 1001327822 | SY50847 | -33.8644 | 151.2094 | 1 | CS | 1 | Standard
5677 | 1012 | 1001333761 | SY50832 | -33.8643 | 151.2095 | 1 | CS | 1 | Standard
5678 | 1004 | 1001333758 | SY50824 | -33.8643 | 151.2097 | 1 | Not CS | 0 | Standard
5679 | 1056 | 1001327817 | SY50869 | -33.8644 | 151.2098 | 1 | CS | 2 | Standard
5680 | 1052 | 1001327832 | SY50865 | -33.8644 | 151.2097 | 1 | CS | 1 | Standard
5681 | 1055 | 1001327837 | SY50868 | -33.8644 | 151.2096 | 1 | CS | 3 | Standard
5682 | 1085 | 1001327848 | SY50893 | -33.8645 | 151.2094 | 1 | CS | 2 | Standard
5683 | 1064 | 1001327842 | SY50876 | -33.8644 | 151.2095 | 1 | CS | 2 | Standard
5684 | 1179 | 1001325931 | SY50969 | -33.8649 | 151.2098 | 1 | CS | 2 | Standard
5685 | 1189 | 1001329416 | SY50975 | -33.865 | 151.2097 | 1 | CS | 1 | Standard
5686 | 1204 | 1001329401 | SY50987 | -33.865 | 151.2097 | 1 | CS | 2 | Standard
5687 | 1158 | 1001325926 | SY50950 | -33.8647 | 151.21 | 1 | CS | 2 | Standard
5688 | 1184 | 1001333784 | SY50972 | -33.8649 | 151.2099 | 1 | CS | 2 | Standard
5689 | 1107856 | 1001325936 | SY56308 | -33.8649 | 151.2099 | 1 | CS | 2 | Standard
5690 | 1193 | 1001331429 | SY50978 | -33.865 | 151.21 | 1 | CS | 2 | Standard
5691 | 1208 | 1001331433 | SY50991 | -33.865 | 151.2099 | 1 | CS | 1 | Standard
5692 | 1235 | 1001331437 | SY51014 | -33.8651 | 151.2099 | 1 | CS | 2 | Standard
5693 | 1254 | 1001329323 | SY51029 | -33.8651 | 151.2095 | 1 | CS | 1 | Standard
5694 | 1278 | 1001321244 | SY51050 | -33.8652 | 151.2094 | 1 | CS | 1 | Standard
5695 | 1107861 | 1001319274 | SY56310 | -33.8652 | 151.2094 | 1 | CS | 2 | Standard
5696 | 1225 | 1001329446 | SY51005 | -33.8651 | 151.2096 | 1 | CS | 2 | Standard
5697 | 1255 | 1001331441 | SY51030 | -33.8651 | 151.2098 | 1 | CS | 1 | Standard
5698 | 1290 | 1001331420 | SY51060 | -33.8652 | 151.2097 | 1 | CS | 1 | Standard
5699 | 78912540 | 1001810341 | SY27854 | -33.8654 | 151.2093 | 1 | CS | 2 | Standard
5700 | 1328 | 1001325911 | SY51089 | -33.8653 | 151.2096 | 1 | CS | 2 | Standard
5701 | 1364 | 1001327928 | SY51116 | -33.8654 | 151.2094 | 1 | CS | 1 | Standard
5702 | 1382 | 1001327933 | SY51133 | -33.8655 | 151.2093 | 1 | CS | 1 | Standard
5703 | 1132 | 1001319084 | SY50930 | -33.8647 | 151.2087 | 1 | CS | 1 | Standard
5704 | 1143 | 1001333652 | SY50938 | -33.8648 | 151.2087 | 1 | CS | 1 | Standard
5705 | 1203 | 1001333099 | SY50986 | -33.865 | 151.2086 | 1 | CS | 1 | Standard
5706 | 1201 | 1001334112 | SY50985 | -33.865 | 151.2087 | 1 | CS | 2 | Standard
5707 | 1150 | 1001333781 | SY50943 | -33.8648 | 151.2089 | 1 | CS | 1 | Standard
5708 | 1167 | 1001327758 | SY50957 | -33.8649 | 151.209 | 1 | CS | 1 | Standard
5709 | 1151 | 1001327753 | SY50944 | -33.8648 | 151.2091 | 1 | CS | 1 | Standard
5710 | 1190 | 1001329854 | SY50976 | -33.865 | 151.2088 | 1 | CS | 1 | Standard
5711 | 1333 | 1001321249 | SY51091 | -33.8654 | 151.2093 | 1 | CS | 1 | Standard
5712 | 1383 | 1001319094 | SY51134 | -33.8655 | 151.2091 | 1 | CS | 1 | Standard
5713 | 1399 | 1001321254 | SY51145 | -33.8656 | 151.209 | 1 | CS | 1 | Standard
5714 | 1307 | 1001333118 | SY51073 | -33.8652 | 151.2083 | 1 | CS | 1 | Standard
5715 | 1316 | 1001333122 | SY51079 | -33.8653 | 151.2083 | 1 | CS | 1 | Standard
5716 | 1107860 | 1001327788 | SY56309 | -33.8652 | 151.2088 | 1 | CS | 2 | Standard
5717 | 1303 | 1001333107 | SY51070 | -33.8652 | 151.2086 | 1 | CS | 1 | Standard
5718 | 1337 | 1001333126 | SY51094 | -33.8653 | 151.2086 | 1 | CS | 1 | Standard
5719 | 1335 | 1001327763 | SY51093 | -33.8653 | 151.2088 | 1 | CS | 1 | Standard
5720 | 1378 | 1001327768 | SY51129 | -33.8655 | 151.2087 | 1 | CS | 1 | Standard
5721 | 1371 | 1001319089 | SY51123 | -33.8655 | 151.2086 | 1 | CS | 1 | Standard
5722 | 1401 | 1001333142 | SY51147 | -33.8656 | 151.2086 | 1 | CS | 1 | Standard
5723 | 1397 | 1001333138 | SY51143 | -33.8655 | 151.2084 | 1 | CS | 1 | Standard
5724 | 1396 | 1001333134 | SY51142 | -33.8655 | 151.2083 | 1 | CS | 1 | Standard
5725 | 998 | 1001325203 | SY50818 | -33.8643 | 151.2063 | 1 | CS | 1 | Standard
5726 | 976 | 1001325198 | SY50798 | -33.8642 | 151.2073 | 1 | CS | 1 | Standard
5727 | 1003 | 1001325208 | SY50823 | -33.8643 | 151.2069 | 1 | CS | 1 | Standard
5728 | 1028 | 1001334300 | SY50844 | -33.8643 | 151.207 | 1 | CS | 2 | Standard
5729 | 1044 | 1001325213 | SY50857 | -33.8644 | 151.207 | 1 | CS | 1 | Standard
5730 | 1050 | 1001325218 | SY50863 | -33.8644 | 151.2073 | 1 | CS | 1 | Standard
5731 | 1051 | 1001325223 | SY50864 | -33.8644 | 151.2073 | 1 | CS | 1 | Standard
5732 | 1066 | 1001329220 | SY50877 | -33.8644 | 151.2073 | 1 | CS | 3 | Standard
5733 | 1069 | 1001325228 | SY50880 | -33.8644 | 151.2073 | 1 | CS | 1 | Standard
5734 | 1091 | 1001325254 | SY50898 | -33.8646 | 151.2073 | 1 | CS | 1 | Standard
5735 | 1139 | 1001329097 | SY50935 | -33.8647 | 151.2073 | 1 | CS | 1 | Standard
5736 | 1129 | 1001325264 | SY50928 | -33.8647 | 151.2073 | 1 | CS | 1 | Standard
5737 | 1120 | 1001325259 | SY50921 | -33.8647 | 151.2073 | 1 | CS | 1 | Standard
5738 | 1018 | 1001334297 | SY50838 | -33.8643 | 151.2065 | 1 | CS | 2 | Standard
5739 | 2207135 | 1001334254 | SY51200 | -33.864 | 151.2075 | 1 | CS | 1 | Sheath Pit
5740 | 55824 | 1001334254 | SY51200 | -33.864 | 151.2075 | 1 | CS | 3 | Sheath Pit
5741 | 55823 | 1001334250 | SY51199 | -33.864 | 151.2075 | 1 | CS | 2 | Standard
5742 | 958 | 1001325284 | SY50780 | -33.8641 | 151.2076 | 1 | CS | 2 | Standard
5743 | 968 | 1001325289 | SY50790 | -33.8641 | 151.2076 | 1 | CS | 1 | Standard
5744 | 7925 | 1001331581 | SY51193 | -33.8642 | 151.2077 | 1 | CS | 3 | Standard
5745 | 975 | 1001325294 | SY50797 | -33.8642 | 151.2075 | 1 | CS | 1 | Standard
5746 | 1006 | 1001325299 | SY50826 | -33.8643 | 151.2075 | 1 | CS | 1 | Standard
5747 | 996 | 1001334288 | SY50816 | -33.8643 | 151.2074 | 1 | CS | 2 | Standard
5748 | 984 | 1001329866 | SY50804 | -33.8642 | 151.2073 | 1 | CS | 1 | Standard
5749 | 1090678 | 1001325904 | SY51226 | -33.864 | 151.2078 | 1 | CS | 4 | Standard
5750 | 1124 | 1001333644 | SY50923 | -33.8647 | 151.2082 | 1 | CS | 3 | Standard
5751 | 1103 | 1001325249 | SY50908 | -33.8646 | 151.2082 | 1 | CS | 1 | Standard
5752 | 1099 | 1001325238 | SY50904 | -33.8646 | 151.2079 | 1 | CS | 1 | Standard
5753 | 1100 | 1001325244 | SY50905 | -33.8646 | 151.208 | 1 | CS | 1 | Standard
5754 | 1026 | 1001223937 | SY50842 | -33.8643 | 151.2074 | 1 | CS | 1 | Standard
5755 | 1033 | 1001325304 | SY50848 | -33.8644 | 151.2075 | 1 | CS | 1 | Standard
5756 | 1054 | 1001325309 | SY50867 | -33.8644 | 151.2075 | 1 | CS | 1 | Standard
5757 | 1098 | 1001325233 | SY50903 | -33.8646 | 151.2077 | 1 | CS | 1 | Standard
5758 | 1090 | 1001329278 | SY50897 | -33.8646 | 151.2075 | 1 | CS | 1 | Standard
5759 | 1096 | 1001325314 | SY50902 | -33.8646 | 151.2075 | 1 | CS | 1 | Standard
5760 | 1136 | 1001325319 | SY50933 | -33.8647 | 151.2075 | 1 | CS | 1 | Standard
5761 | 811569 | 1001331650 | SY51216 | -33.8646 | 151.2074 | 1 | CS | 2 | Standard
5762 | 1155 | 1001223942 | SY50947 | -33.8648 | 151.2073 | 1 | CS | 2 | Standard
5763 | 1153 | 1001325324 | SY50946 | -33.8648 | 151.2075 | 1 | CS | 1 | Standard
5764 | 1161 | 1001333710 | SY50953 | -33.8648 | 151.2074 | 1 | CS | 2 | Standard
5765 | 1169 | 1001329131 | SY50959 | -33.8649 | 151.2073 | 1 | CS | 2 | Standard
5766 | 1157 | 1001329165 | SY50949 | -33.8648 | 151.2073 | 1 | CS | 1 | Standard
5767 | 1177 | 1001329145 | SY50967 | -33.8649 | 151.2073 | 1 | Not CS | 0 | Standard
5768 | 1187 | 1001319996 | SY50974 | -33.865 | 151.2075 | 1 | CS | 2 | Standard
5769 | 1231 | 1001321001 | SY51011 | -33.8651 | 151.2074 | 1 | CS | 2 | Standard
5770 | 1272 | 1001321006 | SY51045 | -33.8651 | 151.2074 | 1 | CS | 2 | Standard
5771 | 1267 | 1001334236 | SY51042 | -33.8651 | 151.2073 | 1 | CS | 1 | Standard
5772 | 1265 | 1001334228 | SY51040 | -33.8651 | 151.2074 | 1 | CS | 1 | Standard
5773 | 1298 | 1001333103 | SY51065 | -33.8652 | 151.2079 | 1 | CS | 2 | Standard
5774 | 1305 | 1001333114 | SY51072 | -33.8652 | 151.208 | 1 | CS | 1 | Standard
5775 | 1388 | 1001333130 | SY51136 | -33.8655 | 151.2082 | 1 | CS | 1 | Standard
5776 | 1386 | 1001319099 | SY51135 | -33.8655 | 151.2081 | 1 | CS | 1 | Standard
5777 | 1379 | 1001329844 | SY51130 | -33.8655 | 151.2079 | 1 | CS | 1 | Standard
5778 | 1287 | 1001334244 | SY51058 | -33.8652 | 151.2074 | 1 | CS | 1 | Standard
5779 | 1300 | 1001329345 | SY51067 | -33.8652 | 151.2074 | 1 | Not CS | 0 | Standard
5780 | 1320 | 1001321012 | SY51083 | -33.8653 | 151.2074 | 1 | CS | 1 | Standard
5781 | 1349 | 1001331443 | SY51103 | -33.8654 | 151.2074 | 1 | Not CS | 0 | Standard
5782 | 1342 | 1001334252 | SY51098 | -33.8654 | 151.2074 | 1 | CS | 1 | Standard
5783 | 1368 | 1001329834 | SY51120 | -33.8655 | 151.2077 | 1 | CS | 1 | Standard
5784 | 1369 | 1001321023 | SY51121 | -33.8655 | 151.2076 | 1 | CS | 1 | Standard
5785 | 1374 | 1001329839 | SY51125 | -33.8655 | 151.2078 | 1 | CS | 1 | Standard
5786 | 1392 | 1001331353 | SY51139 | -33.8655 | 151.2077 | 1 | CS | 1 | Standard
5787 | 1404 | 1001334116 | SY51149 | -33.8656 | 151.2076 | 1 | CS | 1 | Standard
5788 | 1377 | 1001333718 | SY51128 | -33.8655 | 151.2076 | 1 | CS | 2 | Standard
5789 | 1346 | 1001413442 | SY51101 | -33.8654 | 151.2073 | 1 | CS | 1 | Standard
5790 | 1360 | 1001321017 | SY51112 | -33.8654 | 151.2074 | 1 | CS | 2 | Standard
5791 | 1367 | 1001333714 | SY51119 | -33.8655 | 151.2074 | 1 | CS | 2 | Standard
5792 | 884578 | 1001333722 | SY51217 | -33.8655 | 151.2074 | 1 | Not CS | 0 | Standard
5793 | 1412 | 1001319987 | SY51154 | -33.8656 | 151.2076 | 1 | CS | 2 | Standard
5794 | 1408 | 1001321028 | SY51152 | -33.8656 | 151.2075 | 1 | CS | 1 | Standard
5795 | 1391 | 1001334261 | SY51138 | -33.8655 | 151.2074 | 1 | CS | 1 | Standard
5796 | 1407 | 1001329545 | SY51151 | -33.8656 | 151.2074 | 1 | CS | 2 | Standard
5797 | 1224 | 1001321115 | SY51004 | -33.865 | 151.2068 | 1 | CS | 1 | Standard
5798 | 1279 | 1001321120 | SY51051 | -33.8652 | 151.2068 | 1 | CS | 1 | Standard
5799 | 1274 | 1001331326 | SY51046 | -33.8652 | 151.2068 | 1 | CS | 1 | Standard
5800 | 1283 | 1001321125 | SY51055 | -33.8652 | 151.2065 | 1 | CS | 1 | Standard
5801 | 1221 | 1001321110 | SY51002 | -33.865 | 151.2063 | 1 | CS | 1 | Standard
5802 | 1206 | 1001321100 | SY50989 | -33.865 | 151.2064 | 1 | CS | 1 | Standard
5803 | 1207 | 1001321105 | SY50990 | -33.865 | 151.2065 | 1 | CS | 1 | Standard
5804 | 1238 | 1001413437 | SY51017 | -33.8651 | 151.2065 | 1 | CS | 2 | Standard
5805 | 1271 | 1001319699 | SY51044 | -33.8652 | 151.2063 | 1 | CS | 2 | Standard
5806 | 1227 | 1001329456 | SY51007 | -33.8651 | 151.2072 | 1 | CS | 1 | Standard
5807 | 1249 | 1001329320 | SY51025 | -33.8651 | 151.2072 | 1 | CS | 1 | Standard
5808 | 1264 | 1001413441 | SY51039 | -33.8651 | 151.2072 | 1 | CS | 1 | Standard
5809 | 1226 | 1001329451 | SY51006 | -33.865 | 151.2069 | 1 | CS | 1 | Standard
5810 | 1261 | 1001334221 | SY51036 | -33.8651 | 151.207 | 1 | CS | 2 | Standard
5811 | 1229 | 1001329461 | SY51009 | -33.8651 | 151.207 | 1 | CS | 1 | Standard
5812 | 1258 | 1001334217 | SY51033 | -33.8651 | 151.2069 | 1 | CS | 1 | Standard
5813 | 1253 | 1001413440 | SY51028 | -33.8651 | 151.2068 | 1 | CS | 1 | Standard
5814 | 1262 | 1001334225 | SY51037 | -33.8651 | 151.2068 | 1 | CS | 1 | Standard
5815 | 1282 | 1001334241 | SY51054 | -33.8652 | 151.2069 | 1 | CS | 2 | Standard
5816 | 1293 | 1001329550 | SY51062 | -33.8652 | 151.2071 | 1 | CS | 1 | Standard
5817 | 1288 | 1001331332 | SY51059 | -33.8652 | 151.207 | 1 | CS | 2 | Standard
5818 | 1323 | 1001334248 | SY51086 | -33.8653 | 151.2069 | 1 | CS | 2 | Standard
5819 | 1294 | 1001329555 | SY51063 | -33.8652 | 151.2072 | 1 | CS | 1 | Standard
5820 | 1280 | 1001329375 | SY51052 | -33.8652 | 151.2073 | 1 | CS | 2 | Standard
5821 | 1365 | 1001329560 | SY51117 | -33.8654 | 151.2072 | 1 | CS | 1 | Standard
5822 | 1376 | 1001329564 | SY51127 | -33.8655 | 151.2072 | 1 | CS | 1 | Standard
5823 | 1393 | 1001331358 | SY51140 | -33.8655 | 151.2072 | 1 | CS | 1 | Standard
5824 | 1400 | 1001329570 | SY51146 | -33.8656 | 151.2072 | 1 | CS | 1 | Standard
5825 | 1414 | 1001329575 | SY51156 | -33.8656 | 151.2072 | 1 | CS | 1 | Standard
5826 | 1403 | 1001334265 | SY51148 | -33.8656 | 151.2069 | 1 | CS | 1 | Standard
5827 | 1381 | 1001334257 | SY51132 | -33.8655 | 151.2069 | 1 | CS | 1 | Standard
5828 | 1380 | 1001321130 | SY51131 | -33.8655 | 151.2065 | 1 | CS | 2 | Standard
5829 | 1550137 | 1001319790 | SY56376 | -33.8656 | 151.2063 | 1 | CS | 2 | Standard
5830 | 751452 | 1001332192 | SY50195 | -33.8569 | 151.2041 | 1 | CS | 2 | Standard
5831 | 1120734 | 1001319310 | SY56304 | -33.8568 | 151.2036 | 1 | CS | 2 | Standard
5832 | 287700 | 1001334100 | SY50015 | -33.8571 | 151.2035 | 1 | CS | 1 | Standard
5833 | 190 | 1001333491 | SY50000 | -33.8569 | 151.2034 | 1 | CS | 1 | Standard
5834 | 192 | 1001333495 | SY50001 | -33.857 | 151.2034 | 1 | CS | 1 | Standard
5835 | 194 | 1001333484 | SY50002 | -33.857 | 151.2033 | 1 | CS | 1 | Standard
5836 | 347823 | 1001333464 | SY50188 | -33.8569 | 151.205 | 1 | CS | 1 | Standard
5837 | 191 | 1001334020 | SY50049 | -33.857 | 151.2052 | 1 | CS | 1 | Standard
5838 | 347824 | 1001333472 | SY50189 | -33.8569 | 151.2045 | 1 | CS | 1 | Standard
5839 | 193 | 1001334024 | SY50050 | -33.857 | 151.2042 | 1 | CS | 2 | Standard
5840 | 347825 | 1001333476 | SY50190 | -33.8571 | 151.2046 | 1 | CS | 1 | Standard
5841 | 347821 | 1001333454 | SY50187 | -33.8571 | 151.2044 | 1 | Not CS | 0 | Standard
5842 | 347820 | 1001333468 | SY50186 | -33.8571 | 151.2052 | 1 | Not CS | 0 | Standard
5843 | 347827 | 1001333458 | SY50192 | -33.8576 | 151.2048 | 1 | CS | 1 | Standard
5844 | 347826 | 1001327482 | SY50191 | -33.8576 | 151.2053 | 1 | Not CS | 0 | Standard
5845 | 213 | 1001325589 | SY50066 | -33.8576 | 151.2045 | 1 | Not CS | 0 | Standard
5846 | 198 | 1001333488 | SY50003 | -33.8572 | 151.2036 | 1 | CS | 1 | Standard
5847 | 347818 | 1001332236 | SY50016 | -33.8571 | 151.2037 | 1 | CS | 2 | Standard
5848 | 208 | 1001333449 | SY50004 | -33.8576 | 151.2035 | 1 | Not CS | 0 | Standard
5849 | 214 | 1001325594 | SY50005 | -33.8577 | 151.2035 | 1 | CS | 1 | Standard
5850 | 212 | 1001325584 | SY50065 | -33.8576 | 151.2054 | 1 | CS | 1 | Standard
5851 | 232 | 1001323120 | SY50081 | -33.8581 | 151.2055 | 1 | CS | 2 | Standard
5852 | 247 | 1001323184 | SY50094 | -33.8582 | 151.2054 | 1 | CS | 1 | Standard
5853 | 246 | 1001323179 | SY50093 | -33.8582 | 151.2053 | 1 | CS | 1 | Standard
5854 | 255 | 1001334036 | SY50100 | -33.8584 | 151.2054 | 1 | CS | 1 | Standard
5855 | 265 | 1001321886 | SY50107 | -33.8585 | 151.2056 | 1 | CS | 1 | Standard
5856 | 264 | 1001334040 | SY50106 | -33.8586 | 151.2054 | 1 | CS | 1 | Standard
5857 | 253 | 1001325599 | SY50009 | -33.8583 | 151.2036 | 1 | CS | 1 | Standard
5858 | 242 | 1001323160 | SY50090 | -33.8582 | 151.204 | 1 | CS | 1 | Standard
5859 | 241 | 1001323153 | SY50089 | -33.8582 | 151.2042 | 1 | CS | 1 | Standard
5860 | 245 | 1001323172 | SY50008 | -33.8582 | 151.2037 | 1 | CS | 1 | Standard
5861 | 256 | 1001323189 | SY50010 | -33.8585 | 151.2037 | 1 | CS | 1 | Standard
5862 | 268 | 1001323194 | SY50110 | -33.8586 | 151.2042 | 1 | CS | 1 | Standard
5863 | 234 | 1001323125 | SY50083 | -33.8582 | 151.2046 | 1 | CS | 1 | Standard
5864 | 235 | 1001323130 | SY50084 | -33.8582 | 151.2045 | 1 | CS | 1 | Standard
5865 | 236 | 1001323135 | SY50085 | -33.8582 | 151.2045 | 1 | CS | 1 | Standard
5866 | 239 | 1001323146 | SY50087 | -33.8582 | 151.2043 | 1 | CS | 1 | Standard
5867 | 238 | 1001323141 | SY50086 | -33.8582 | 151.2044 | 1 | CS | 1 | Standard
5868 | 244 | 1001323167 | SY50092 | -33.8582 | 151.2051 | 1 | CS | 1 | Standard
5869 | 243 | 1001323164 | SY50091 | -33.8582 | 151.205 | 1 | CS | 1 | Standard
5870 | 240 | 1001323149 | SY50088 | -33.8582 | 151.2048 | 1 | CS | 1 | Standard
5871 | 296 | 1001325604 | SY50011 | -33.8591 | 151.2036 | 1 | CS | 1 | Standard
5872 | 320 | 1001325609 | SY50012 | -33.8596 | 151.2037 | 1 | CS | 1 | Standard
5873 | 287699 | 1001334096 | SY50014 | -33.8574 | 151.2029 | 1 | CS | 1 | Standard
5874 | 347819 | 1001333480 | SY50017 | -33.8575 | 151.2031 | 1 | CS | 1 | Standard
5875 | 222 | 1001325574 | SY50006 | -33.8579 | 151.2031 | 1 | CS | 2 | Standard
5876 | 226 | 1001325579 | SY50007 | -33.8579 | 151.2031 | 1 | CS | 1 | Standard
5877 | 103793280 | 1001815188 | Unknown Pit | -33.859 | 151.2026 | 1 | CS | 2 | Standard
5878 | 380 | 1001327082 | SY50201 | -33.861 | 151.2035 | 1 | CS | 1 | Standard
5879 | 385 | 1001321777 | SY50205 | -33.861 | 151.2034 | 1 | CS | 1 | Standard
5880 | 383 | 1001325625 | SY50203 | -33.861 | 151.2034 | 1 | CS | 1 | Standard
5881 | 392 | 1001321793 | SY50207 | -33.8611 | 151.2036 | 1 | CS | 1 | Standard
5882 | 393 | 1001321798 | SY50208 | -33.8611 | 151.2034 | 1 | CS | 1 | Standard
5883 | 425110 | 1001321191 | SY50268 | -33.8615 | 151.2028 | 1 | Not CS | 0 | Standard
5884 | 416 | 1001327087 | SY50213 | -33.8616 | 151.2029 | 1 | CS | 1 | Standard
5886 | 559 | 1001332099 | SY50218 | -33.8625 | 151.2037 | 1 | CS | 2 | Standard
5887 | 539 | 1001332084 | SY50217 | -33.8624 | 151.2034 | 1 | CS | 1 | Standard
5888 | 342 | 1001325615 | SY50013 | -33.86 | 151.2037 | 1 | CS | 1 | Standard
5889 | 374 | 1001321625 | SY50200 | -33.8608 | 151.2037 | 1 | CS | 1 | Standard
5890 | 473 | 1001327884 | SY50359 | -33.862 | 151.2059 | 1 | CS | 1 | Standard
5891 | 480 | 1001327946 | SY50364 | -33.862 | 151.2054 | 1 | CS | 1 | Standard
5892 | 444 | 1001334315 | SY50338 | -33.8618 | 151.206 | 1 | CS | 1 | Standard
5893 | 536 | 1001333932 | SY50412 | -33.8624 | 151.2061 | 1 | CS | 1 | Standard
5894 | 525 | 1001327941 | SY50401 | -33.8623 | 151.2058 | 1 | CS | 1 | Standard
5895 | 557 | 1001327405 | SY50428 | -33.8624 | 151.2057 | 1 | CS | 1 | Standard
5896 | 381 | 1001321772 | SY50297 | -33.8609 | 151.2038 | 1 | CS | 2 | Standard
5897 | 382 | 1001325620 | SY50202 | -33.861 | 151.2038 | 1 | CS | 2 | Standard
5898 | 384 | 1001321631 | SY50204 | -33.861 | 151.2037 | 1 | CS | 1 | Standard
5899 | 390 | 1001321782 | SY50300 | -33.8611 | 151.2038 | 1 | CS | 2 | Standard
5900 | 391 | 1001321788 | SY50206 | -33.8611 | 151.2037 | 1 | CS | 1 | Standard
5901 | 396 | 1001321636 | SY50209 | -33.8612 | 151.2037 | 1 | Not CS | 0 | Standard
5902 | 415 | 1001321655 | SY50313 | -33.8615 | 151.2039 | 1 | CS | 1 | Standard
5903 | 399 | 1001321641 | SY50210 | -33.8612 | 151.2037 | 1 | CS | 1 | Standard
5904 | 403 | 1001321645 | SY50211 | -33.8613 | 151.2037 | 1 | CS | 1 | Standard
5905 | 410 | 1001321650 | SY50212 | -33.8614 | 151.2037 | 1 | Not CS | 0 | Standard
5906 | 413 | 1001327985 | SY50311 | -33.8615 | 151.2053 | 1 | CS | 1 | Standard
5907 | 472 | 1001327874 | SY50358 | -33.862 | 151.2047 | 1 | CS | 1 | Standard
5908 | 483 | 1001327951 | SY50366 | -33.862 | 151.205 | 1 | CS | 1 | Standard
5909 | 493 | 1001327955 | SY50372 | -33.8621 | 151.2051 | 1 | CS | 2 | Standard
5910 | 499 | 1001327965 | SY50378 | -33.8621 | 151.2051 | 1 | CS | 1 | Standard
5911 | 502 | 1001327920 | SY50380 | -33.8621 | 151.2051 | 1 | CS | 1 | Standard
5912 | 526 | 1001327350 | SY50402 | -33.8623 | 151.2046 | 1 | CS | 1 | Standard
5913 | 734278 | 1001331646 | SY51213 | -33.8624 | 151.2047 | 1 | CS | 2 | Standard
5914 | 527 | 1001327355 | SY50403 | -33.8623 | 151.2046 | 1 | CS | 1 | Standard
5915 | 425 | 1001325630 | SY50321 | -33.8617 | 151.2038 | 1 | CS | 1 | Standard
5916 | 438 | 1001321662 | SY50214 | -33.8618 | 151.2038 | 1 | CS | 1 | Standard
5917 | 443 | 1001321666 | SY50337 | -33.8618 | 151.2039 | 1 | Not CS | 0 | Standard
5918 | 487 | 1001325635 | SY50369 | -33.862 | 151.2039 | 1 | Not CS | 0 | Standard
5919 | 521 | 1001325640 | SY50398 | -33.8623 | 151.2039 | 1 | CS | 3 | Standard
5920 | 563 | 1001327420 | SY50433 | -33.8625 | 151.2043 | 1 | Not CS | 0 | Standard
5921 | 442283 | 1001325692 | SY51211 | -33.8625 | 151.2042 | 1 | Not CS | 0 | Standard
5922 | 558 | 1001321685 | SY50429 | -33.8625 | 151.2042 | 1 | CS | 1 | Standard
5923 | 572 | 1001321690 | SY50441 | -33.8625 | 151.2042 | 1 | Not CS | 0 | Standard
5924 | 555 | 1001321680 | SY50426 | -33.8625 | 151.2039 | 1 | Not CS | 0 | Standard
5925 | 509 | 1001321670 | SY50216 | -33.8622 | 151.2038 | 1 | Not CS | 0 | Standard
5926 | 554 | 1001321675 | SY50425 | -33.8625 | 151.2038 | 1 | CS | 1 | Standard
5927 | 571 | 1001325645 | SY50219 | -33.8625 | 151.2038 | 1 | CS | 1 | Standard
5928 | 575 | 1001332104 | SY50220 | -33.8626 | 151.2037 | 1 | CS | 2 | Standard
5929 | 1842131 | 1001542068 | SY26744 | -33.8626 | 151.2038 | 1 | CS | 2 | Standard
5930 | 583 | 1001223853 | SY50221 | -33.8626 | 151.2037 | 1 | CS | 1 | Standard
5931 | 586 | 1001325650 | SY50222 | -33.8626 | 151.2038 | 1 | CS | 1 | Standard
5932 | 595 | 1001223860 | SY50223 | -33.8626 | 151.2037 | 1 | CS | 1 | Standard
5933 | 608 | 1001327097 | SY50224 | -33.8627 | 151.2033 | 1 | Not CS | 0 | Standard
5934 | 568 | 1001327400 | SY50438 | -33.8625 | 151.2043 | 1 | CS | 1 | Standard
5935 | 574 | 1001321695 | SY50443 | -33.8625 | 151.2042 | 1 | Not CS | 0 | Standard
5936 | 588 | 1001321701 | SY50454 | -33.8626 | 151.2043 | 1 | Not CS | 0 | Standard
5937 | 566 | 1001327385 | SY50436 | -33.8625 | 151.204 | 1 | CS | 1 | Standard
5938 | 637 | 1001321716 | SY50492 | -33.8629 | 151.2042 | 1 | Not CS | 0 | Standard
5939 | 606 | 1001321711 | SY50468 | -33.8627 | 151.2043 | 1 | Not CS | 0 | Standard
5940 | 604 | 1001321706 | SY50466 | -33.8627 | 151.2044 | 1 | Not CS | 0 | Standard
5941 | 647 | 1001321727 | SY50499 | -33.863 | 151.2043 | 1 | Not CS | 0 | Standard
5942 | 655 | 1001321732 | SY50506 | -33.863 | 151.2045 | 1 | Not CS | 0 | Standard
5943 | 664 | 1001327308 | SY50512 | -33.8631 | 151.2045 | 1 | Not CS | 0 | Standard
5944 | 651 | 1001327236 | SY50503 | -33.863 | 151.2042 | 1 | Not CS | 0 | Standard
5945 | 671 | 1001327271 | SY50518 | -33.8631 | 151.2041 | 1 | CS | 1 | Standard
5946 | 682 | 1001327566 | SY50528 | -33.8632 | 151.204 | 1 | CS | 2 | Standard
5947 | 626 | 1001223865 | SY50225 | -33.8629 | 151.2038 | 1 | CS | 1 | Standard
5948 | 631 | 1001332069 | SY50226 | -33.8629 | 151.2038 | 1 | CS | 1 | Standard
5949 | 653 | 1001223869 | SY50230 | -33.8629 | 151.2038 | 1 | CS | 1 | Standard
5950 | 691 | 1001325654 | SY50537 | -33.8632 | 151.2038 | 1 | CS | 1 | Standard
5951 | 661 | 1001327302 | SY50510 | -33.8631 | 151.2054 | 1 | Not CS | 0 | Standard
5952 | 639 | 1001327226 | SY50494 | -33.863 | 151.2051 | 1 | Not CS | 0 | Standard
5953 | 643 | 1001321722 | SY50496 | -33.863 | 151.2051 | 1 | Not CS | 0 | Standard
5954 | 681 | 1001327431 | SY50527 | -33.8632 | 151.205 | 1 | CS | 1 | Standard
5955 | 675 | 1001321742 | SY50522 | -33.8631 | 151.2048 | 1 | Not CS | 0 | Standard
5956 | 663 | 1001321737 | SY50511 | -33.8631 | 151.2046 | 1 | Not CS | 0 | Standard
5957 | 683 | 1001321747 | SY50529 | -33.8632 | 151.2046 | 1 | Not CS | 0 | Standard
5958 | 708 | 1001327623 | SY50552 | -33.8632 | 151.2044 | 1 | Not CS | 0 | Standard
5959 | 761 | 1001321757 | SY50598 | -33.8633 | 151.2046 | 1 | Not CS | 0 | Standard
5960 | 686 | 1001327581 | SY50532 | -33.8632 | 151.2048 | 1 | Not CS | 0 | Standard
5961 | 762 | 1001321762 | SY50599 | -33.8633 | 151.205 | 1 | Not CS | 0 | Standard
5962 | 838 | 1001329646 | SY50667 | -33.8635 | 151.2047 | 1 | CS | 1 | Standard
5963 | 797 | 1001321767 | SY50627 | -33.8634 | 151.2045 | 1 | Not CS | 0 | Standard
5964 | 703 | 1001321752 | SY50548 | -33.8632 | 151.2052 | 1 | CS | 1 | Standard
5965 | 725 | 1001327645 | SY50564 | -33.8633 | 151.2052 | 1 | CS | 1 | Standard
5966 | 690 | 1001333946 | SY50536 | -33.8632 | 151.2055 | 1 | CS | 1 | Standard
5967 | 712 | 1001327629 | SY50554 | -33.8632 | 151.2055 | 1 | Not CS | 0 | Standard
5968 | 701 | 1001333950 | SY50546 | -33.8632 | 151.2055 | 1 | CS | 1 | Standard
5969 | 750 | 1001327481 | SY50587 | -33.8633 | 151.2055 | 1 | CS | 1 | Standard
5970 | 830 | 1001329626 | SY50659 | -33.8635 | 151.2055 | 1 | Not CS | 0 | Standard
5971 | 795 | 1001327491 | SY50626 | -33.8634 | 151.205 | 1 | Not CS | 0 | Standard
5972 | 2254357 | 1001607546 | SY27215 | -33.8635 | 151.2052 | 1 | CS | 2 | Standard
5973 | 866 | 1001329656 | SY50695 | -33.8636 | 151.2052 | 1 | Not CS | 0 | Standard
5974 | 1198032 | 1001332977 | SY56333 | -33.8637 | 151.2052 | 1 | Not CS | 0 | Preformed
5975 | 879 | 1001329522 | SY50708 | -33.8636 | 151.2056 | 1 | Not CS | 0 | Standard
5976 | 1198028 | 1001333001 | SY56329 | -33.8637 | 151.2056 | 1 | Not CS | 0 | Standard
5977 | 922 | 1001329506 | SY50749 | -33.8639 | 151.2053 | 1 | Not CS | 0 | Standard
5978 | 926 | 1001329516 | SY50752 | -33.8639 | 151.2056 | 1 | Not CS | 0 | Standard
5979 | 1198027 | 1001332996 | SY56328 | -33.8639 | 151.2056 | 1 | Not CS | 0 | Standard
5980 | 933 | 1001329581 | SY50759 | -33.8639 | 151.2054 | 1 | Not CS | 0 | Standard
5981 | 1198031 | 1001333012 | SY56332 | -33.8639 | 151.2053 | 1 | CS | 1 | Preformed
5982 | 886 | 1001334136 | SY50715 | -33.8637 | 151.2047 | 1 | CS | 2 | Standard
5983 | 889 | 1001329532 | SY50718 | -33.8637 | 151.2046 | 1 | CS | 1 | Standard
5984 | 880 | 1001331859 | SY50709 | -33.8637 | 151.2047 | 1 | CS | 1 | Standard
5985 | 904 | 1001329537 | SY50731 | -33.8638 | 151.2046 | 1 | CS | 1 | Standard
5986 | 935 | 1001329586 | SY50761 | -33.8639 | 151.2047 | 1 | CS | 1 | Standard
5987 | 925 | 1001329511 | SY50751 | -33.8639 | 151.2045 | 1 | CS | 1 | Standard
5988 | 932 | 1001329577 | SY50758 | -33.8639 | 151.2045 | 1 | CS | 1 | Standard
5989 | 937 | 1001329591 | SY50763 | -33.864 | 151.2045 | 1 | CS | 1 | Standard
5990 | 715 | 1001223874 | SY50231 | -33.8632 | 151.2038 | 1 | CS | 1 | Standard
5991 | 811 | 1001223878 | SY50640 | -33.8634 | 151.2038 | 1 | CS | 1 | Standard
5992 | 782 | 1001327531 | SY50615 | -33.8634 | 151.2038 | 1 | CS | 1 | Standard
5993 | 832 | 1001223883 | SY50661 | -33.8635 | 151.2039 | 1 | CS | 1 | Standard
5994 | 788 | 1001327536 | SY50620 | -33.8634 | 151.2044 | 1 | CS | 1 | Standard
5995 | 856 | 1001329689 | SY50685 | -33.8636 | 151.2043 | 1 | Not CS | 0 | Standard
5996 | 777 | 1001327521 | SY50612 | -33.8634 | 151.204 | 1 | CS | 1 | Standard
5997 | 854 | 1001329686 | SY50683 | -33.8635 | 151.2041 | 1 | CS | 2 | Standard
5998 | 895 | 1001333656 | SY50723 | -33.8637 | 151.204 | 1 | Not CS | 0 | Standard
5999 | 901 | 1001333721 | SY50728 | -33.8637 | 151.2041 | 1 | CS | 1 | Standard
6000 | 915 | 1001333724 | SY50742 | -33.8638 | 151.2041 | 1 | Not CS | 0 | Standard
6001 | 916 | 1001329495 | SY50743 | -33.8638 | 151.2042 | 1 | CS | 1 | Standard
6002 | 927 | 1001333729 | SY50753 | -33.8639 | 151.2041 | 1 | CS | 1 | Standard
6003 | 948 | 1001329596 | SY50771 | -33.864 | 151.2041 | 1 | CS | 1 | Standard
6004 | 945 | 1001333735 | SY50768 | -33.864 | 151.2041 | 1 | CS | 2 | Standard
6005 | 882 | 1001223888 | SY50711 | -33.8636 | 151.2038 | 1 | CS | 2 | Standard
6006 | 909 | 1001223893 | SY50736 | -33.8638 | 151.2039 | 1 | CS | 2 | Standard
6007 | 928 | 1001223898 | SY50754 | -33.8639 | 151.2039 | 1 | CS | 1 | Standard
6008 | 1992425 | 1001607545 | SY27214 | -33.8627 | 151.206 | 1 | CS | 2 | Standard
6009 | 605 | 1001327251 | SY50467 | -33.8627 | 151.2056 | 1 | CS | 1 | Standard
6010 | 598 | 1001333938 | SY50461 | -33.8627 | 151.2059 | 1 | CS | 1 | Standard
6011 | 630 | 1001333942 | SY50487 | -33.8629 | 151.2057 | 1 | CS | 1 | Standard
6012 | 652 | 1001327266 | SY50504 | -33.863 | 151.2056 | 1 | Not CS | 0 | Standard
6013 | 730 | 1001327613 | SY50569 | -33.8633 | 151.2056 | 1 | Not CS | 0 | Standard
6014 | 722 | 1001333958 | SY50562 | -33.8633 | 151.2059 | 1 | CS | 1 | Standard
6015 | 719 | 1001333953 | SY50559 | -33.8633 | 151.2057 | 1 | CS | 1 | Standard
6016 | 731 | 1001327619 | SY50570 | -33.8633 | 151.2057 | 1 | Not CS | 0 | Standard
6017 | 818 | 1001333005 | SY50647 | -33.8635 | 151.2059 | 1 | CS | 2 | Standard
6018 | 813 | 1001327506 | SY50642 | -33.8635 | 151.2057 | 1 | Not CS | 0 | Standard
6019 | 814 | 1001333000 | SY50643 | -33.8635 | 151.2056 | 1 | CS | 1 | Standard
6020 | 742 | 1001327471 | SY50579 | -33.8633 | 151.2061 | 1 | CS | 1 | Standard
6021 | 726 | 1001333997 | SY50565 | -33.8633 | 151.2061 | 1 | CS | 3 | Standard
6022 | 741 | 1001327466 | SY50578 | -33.8633 | 151.206 | 1 | Not CS | 0 | Standard
6023 | 51530 | 1001333064 | SY51197 | -33.8634 | 151.2061 | 1 | CS | 2 | Standard
6024 | 783 | 1001332997 | SY50616 | -33.8634 | 151.2061 | 1 | CS | 1 | Standard
6025 | 760 | 1001332992 | SY50597 | -33.8633 | 151.2061 | 1 | CS | 1 | Standard
6026 | 898 | 1001334141 | SY50726 | -33.8637 | 151.2061 | 1 | CS | 1 | Standard
6027 | 919 | 1001334144 | SY50746 | -33.8638 | 151.2061 | 1 | CS | 1 | Standard
6028 | 924 | 1001223854 | SY50750 | -33.8639 | 151.206 | 1 | CS | 1 | Standard
6029 | 960 | 1001329845 | SY50782 | -33.8641 | 151.2057 | 1 | CS | 1 | Standard
6030 | 954 | 1001329562 | SY50776 | -33.8641 | 151.2056 | 1 | Not CS | 0 | Standard
6031 | 1198026 | 1001319284 | SY56327 | -33.8641 | 151.2056 | 1 | CS | 1 | Preformed
6032 | 950 | 1001333025 | SY50772 | -33.864 | 151.206 | 1 | CS | 1 | Standard
6033 | 973 | 1001333030 | SY50795 | -33.8642 | 151.2058 | 1 | CS | 1 | Standard
6034 | 1015 | 1001334291 | SY50835 | -33.8643 | 151.206 | 1 | CS | 1 | Standard
6035 | 995 | 1001333273 | SY50815 | -33.8643 | 151.2059 | 1 | CS | 1 | Standard
6036 | 1016 | 1001334294 | SY50836 | -33.8643 | 151.206 | 1 | CS | 1 | Standard
6037 | 983 | 1001331922 | SY50803 | -33.8642 | 151.2058 | 1 | CS | 1 | Standard
6038 | 1008 | 1001329877 | SY50828 | -33.8643 | 151.2058 | 1 | CS | 1 | Standard
6039 | 982 | 1001223858 | SY50802 | -33.8642 | 151.2057 | 1 | CS | 2 | Standard
6040 | 966 | 1001329861 | SY50788 | -33.8641 | 151.2056 | 1 | CS | 1 | Standard
6041 | 1007 | 1001334152 | SY50827 | -33.8643 | 151.2055 | 1 | CS | 2 | Standard
6042 | 17244 | 1001334303 | SY51194 | -33.8644 | 151.206 | 1 | CS | 2 | Standard
6043 | 1039 | 1001413433 | SY50854 | -33.8644 | 151.2055 | 1 | CS | 2 | Standard
6044 | 1035 | 1001333034 | SY50850 | -33.8644 | 151.2057 | 1 | CS | 1 | Standard
6045 | 1038 | 1001333277 | SY50853 | -33.8644 | 151.2059 | 1 | CS | 1 | Standard
6046 | 1133 | 1001333038 | SY50931 | -33.8647 | 151.2057 | 1 | CS | 1 | Standard
6047 | 1138 | 1001319669 | SY50934 | -33.8647 | 151.2055 | 1 | CS | 1 | Standard
6048 | 1146 | 1001329155 | SY50941 | -33.8648 | 151.2055 | 1 | CS | 1 | Standard
6049 | 1174 | 1001319674 | SY50964 | -33.8649 | 151.2055 | 1 | CS | 1 | Standard
6050 | 1192 | 1001319680 | SY50977 | -33.865 | 151.2055 | 1 | CS | 1 | Standard
6051 | 1213 | 1001333044 | SY50995 | -33.865 | 151.2058 | 1 | CS | 1 | Standard
6052 | 1219 | 1001333056 | SY51000 | -33.865 | 151.2059 | 1 | CS | 1 | Standard
6053 | 1214 | 1001333048 | SY50996 | -33.865 | 151.206 | 1 | CS | 1 | Standard
6054 | 1217 | 1001333052 | SY50998 | -33.865 | 151.206 | 1 | CS | 1 | Standard
6055 | 1242 | 1001413439 | SY51019 | -33.8651 | 151.206 | 1 | CS | 1 | Standard
6056 | 1237 | 1001413436 | SY51016 | -33.8651 | 151.2059 | 1 | CS | 2 | Standard
6057 | 1270 | 1001319694 | SY51043 | -33.8652 | 151.2058 | 1 | CS | 1 | Standard
6058 | 1209 | 1001319685 | SY50992 | -33.865 | 151.2055 | 1 | CS | 1 | Standard
6059 | 1212 | 1001333041 | SY50994 | -33.865 | 151.2057 | 1 | CS | 1 | Standard
6060 | 1275 | 1001329370 | SY51047 | -33.8652 | 151.2055 | 1 | CS | 2 | Standard
6061 | 1284 | 1001319704 | SY51056 | -33.8652 | 151.2055 | 1 | CS | 1 | Standard
6062 | 2735281 | 1001711254 | SY27598 | -33.8651 | 151.2062 | 1 | CS | 2 | Standard
6063 | 1220 | 1001333060 | SY51001 | -33.865 | 151.2061 | 1 | CS | 1 | Standard
6064 | 1218 | 1001413434 | SY50999 | -33.865 | 151.2062 | 1 | CS | 1 | Standard
6065 | 1240 | 1001413438 | SY51018 | -33.8651 | 151.2062 | 1 | CS | 1 | Standard
6066 | 1321 | 1001319715 | SY51084 | -33.8653 | 151.2055 | 1 | CS | 1 | Standard
6067 | 1347 | 1001319720 | SY51102 | -33.8654 | 151.2055 | 1 | CS | 1 | Standard
6068 | 1357 | 1001331312 | SY51110 | -33.8654 | 151.2056 | 1 | CS | 1 | Standard
6069 | 1362 | 1001319725 | SY51114 | -33.8654 | 151.2055 | 1 | CS | 1 | Standard
6070 | 1520086 | 1001319765 | SY56375 | -33.8655 | 151.2058 | 1 | CS | 2 | Standard
6071 | 959 | 1001223908 | SY50781 | -33.8641 | 151.2039 | 1 | CS | 1 | Standard
6072 | 997 | 1001329872 | SY50817 | -33.8642 | 151.204 | 1 | CS | 1 | Standard
6073 | 1002 | 1001223916 | SY50822 | -33.8643 | 151.2039 | 1 | CS | 1 | Standard
6074 | 979 | 1001223912 | SY50234 | -33.8642 | 151.2035 | 1 | CS | 1 | Standard
6075 | 1040 | 1001223926 | SY50236 | -33.8644 | 151.2035 | 1 | CS | 1 | Standard
6076 | 962 | 1001329850 | SY50784 | -33.8641 | 151.2044 | 1 | CS | 1 | Standard
6077 | 987 | 1001333738 | SY50807 | -33.8642 | 151.2042 | 1 | CS | 1 | Standard
6078 | 1067 | 1001333660 | SY50878 | -33.8645 | 151.2041 | 1 | CS | 1 | Standard
6079 | 1045 | 1001329800 | SY50858 | -33.8644 | 151.2042 | 1 | CS | 1 | Standard
6080 | 1079 | 1001333743 | SY50888 | -33.8645 | 151.2042 | 1 | CS | 1 | Standard
6081 | 1082 | 1001329229 | SY50890 | -33.8646 | 151.2041 | 1 | CS | 1 | Standard
6082 | 1121 | 1001333664 | SY50922 | -33.8647 | 151.2041 | 1 | CS | 1 | Standard
6083 | 1162 | 1001333751 | SY50954 | -33.8648 | 151.2042 | 1 | CS | 1 | Standard
6084 | 1140 | 1001333747 | SY50936 | -33.8647 | 151.2042 | 1 | Not CS | 0 | Standard
6085 | 1057 | 1001223932 | SY50870 | -33.8644 | 151.2039 | 1 | Not CS | 0 | Standard
6086 | 1083 | 1001329259 | SY50891 | -33.8645 | 151.2039 | 1 | CS | 1 | Standard
6087 | 1145 | 1001223941 | SY50940 | -33.8648 | 151.204 | 1 | CS | 1 | Standard
6088 | 1154 | 1001327784 | SY50242 | -33.8648 | 151.2037 | 1 | CS | 1 | Standard
6089 | 1122 | 1001223936 | SY50240 | -33.8646 | 151.2035 | 1 | CS | 1 | Standard
6090 | 1116 | 1001329925 | SY50239 | -33.8647 | 151.2035 | 1 | CS | 1 | Standard
6091 | 1165 | 1001327789 | SY50243 | -33.8649 | 151.2037 | 1 | CS | 1 | Standard
6092 | 972 | 1001334148 | SY50794 | -33.8641 | 151.2048 | 1 | CS | 3 | Standard
6093 | 964 | 1001329855 | SY50786 | -33.8641 | 151.2046 | 1 | CS | 1 | Standard
6094 | 957 | 1001331869 | SY50779 | -33.8641 | 151.2046 | 1 | CS | 1 | Standard
6095 | 947 | 1001331864 | SY50770 | -33.864 | 151.2048 | 1 | CS | 1 | Standard
6096 | 980 | 1001329835 | SY50801 | -33.8642 | 151.2048 | 1 | CS | 1 | Standard
6097 | 1011 | 1001329882 | SY50831 | -33.8643 | 151.2048 | 1 | CS | 1 | Standard
6098 | 1014 | 1001331885 | SY50834 | -33.8643 | 151.2048 | 1 | CS | 1 | Standard
6099 | 990 | 1001331874 | SY50810 | -33.8642 | 151.2047 | 1 | CS | 1 | Standard
6100 | 1022 | 1001329709 | SY50840 | -33.8643 | 151.2047 | 1 | CS | 1 | Standard
6101 | 953 | 1001329552 | SY50775 | -33.8641 | 151.2054 | 1 | Not CS | 0 | Standard
6102 | 1198030 | 1001333008 | SY56331 | -33.8641 | 151.2054 | 1 | CS | 1 | Preformed
6103 | 1198029 | 1001333004 | SY56330 | -33.8642 | 151.2054 | 1 | CS | 1 | Preformed
6104 | 1275318 | 1001332981 | SY56334 | -33.8642 | 151.2054 | 1 | CS | 2 | Standard
6105 | 1001 | 1001331880 | SY50821 | -33.8643 | 151.2051 | 1 | CS | 2 | Standard
6106 | 1048 | 1001223863 | SY50861 | -33.8644 | 151.2051 | 1 | CS | 1 | Standard
6107 | 1031 | 1001334156 | SY50846 | -33.8644 | 151.2054 | 1 | CS | 2 | Standard
6108 | 1063 | 1001329205 | SY50875 | -33.8644 | 151.2054 | 1 | CS | 2 | Standard
6109 | 571102 | 1001325895 | SY51212 | -33.8647 | 151.2054 | 1 | CS | 1 | Standard
6110 | 1068 | 1001325890 | SY50879 | -33.8645 | 151.2047 | 1 | CS | 1 | Standard
6111 | 1180854 | 1001325900 | SY56312 | -33.8645 | 151.2047 | 1 | CS | 2 | Standard
6112 | 1093 | 1001329239 | SY50900 | -33.8646 | 151.2047 | 1 | CS | 1 | Standard
6113 | 1061 | 1001334160 | SY50874 | -33.8645 | 151.205 | 1 | CS | 1 | Standard
6114 | 1071 | 1001334164 | SY50882 | -33.8645 | 151.2049 | 1 | CS | 2 | Standard
6115 | 1086 | 1001329274 | SY50894 | -33.8645 | 151.2048 | 1 | CS | 1 | Standard
6116 | 1108 | 1001329254 | SY50912 | -33.8646 | 151.2048 | 1 | CS | 1 | Standard
6117 | 1117 | 1001319660 | SY50918 | -33.8646 | 151.2049 | 1 | CS | 1 | Standard
6118 | 1127 | 1001319665 | SY50926 | -33.8647 | 151.2049 | 1 | CS | 1 | Standard
6119 | 1160 | 1001329170 | SY50952 | -33.8648 | 151.2049 | 1 | CS | 1 | Standard
6120 | 1094 | 1001331802 | SY50901 | -33.8646 | 151.2047 | 1 | CS | 1 | Standard
6121 | 1128 | 1001331807 | SY50927 | -33.8647 | 151.2047 | 1 | CS | 2 | Standard
6122 | 1144 | 1001329126 | SY50939 | -33.8648 | 151.2047 | 1 | CS | 1 | Standard
6123 | 1163 | 1001331813 | SY50955 | -33.8649 | 151.2047 | 1 | CS | 2 | Standard
6124 | 1194 | 1001329421 | SY50979 | -33.865 | 151.2048 | 1 | CS | 2 | Standard
6125 | 1196 | 1001331819 | SY50981 | -33.865 | 151.2048 | 1 | CS | 2 | Standard
6126 | 1205 | 1001329407 | SY50988 | -33.865 | 151.2049 | 1 | CS | 1 | Standard
6127 | 1260 | 1001319014 | SY51035 | -33.8651 | 151.2048 | 1 | CS | 1 | Standard
6128 | 1234 | 1001319800 | SY51013 | -33.8651 | 151.2049 | 1 | CS | 1 | Standard
6129 | 1266 | 1001334232 | SY51041 | -33.8651 | 151.2049 | 1 | CS | 2 | Standard
6130 | 1301 | 1001319805 | SY51068 | -33.8652 | 151.2049 | 1 | CS | 1 | Standard
6131 | 1236 | 1001331823 | SY51015 | -33.8651 | 151.2046 | 1 | CS | 1 | Standard
6132 | 1244 | 1001331829 | SY51020 | -33.8651 | 151.2047 | 1 | CS | 1 | Standard
6133 | 1308 | 1001331834 | SY51074 | -33.8652 | 151.2048 | 1 | CS | 1 | Standard
6134 | 1304 | 1001329355 | SY51071 | -33.8652 | 151.2047 | 1 | CS | 1 | Standard
6135 | 2795394 | 1001711253 | SY27599 | -33.8651 | 151.2053 | 1 | CS | 2 | Standard
6136 | 1228 | 1001319690 | SY51008 | -33.865 | 151.2051 | 1 | Not CS | 0 | Standard
6137 | 1295 | 1001319709 | SY51064 | -33.8652 | 151.2052 | 1 | CS | 1 | Standard
6138 | 1334 | 1001331839 | SY51092 | -33.8653 | 151.2048 | 1 | CS | 1 | Standard
6139 | 1340 | 1001331844 | SY51096 | -33.8654 | 151.2048 | 1 | CS | 1 | Standard
6140 | 1339 | 1001331438 | SY51095 | -33.8654 | 151.2048 | 1 | CS | 1 | Standard
6141 | 1359 | 1001331849 | SY51111 | -33.8654 | 151.2048 | 1 | CS | 1 | Standard
6142 | 1341 | 1001319810 | SY51097 | -33.8654 | 151.205 | 1 | CS | 1 | Standard
6143 | 1366 | 1001319028 | SY51118 | -33.8655 | 151.2049 | 1 | CS | 1 | Standard
6144 | 1395 | 1001319815 | SY51141 | -33.8655 | 151.205 | 1 | CS | 2 | Standard
6145 | 1419 | 1001334269 | SY51161 | -33.8656 | 151.205 | 1 | CS | 2 | Standard
6146 | 1437 | 1001334275 | SY51176 | -33.8657 | 151.205 | 1 | CS | 1 | Standard
6147 | 1375 | 1001331854 | SY51126 | -33.8655 | 151.2048 | 1 | CS | 1 | Standard
6148 | 2593576 | 1001632062 | SY27319 | -33.865 | 151.2038 | 1 | CS | 2 | Preformed
6149 | 1222 | 1001327754 | SY50246 | -33.865 | 151.2036 | 1 | CS | 1 | Standard
6150 | 1211 | 1001327795 | SY50245 | -33.865 | 151.2035 | 1 | CS | 2 | Standard
6151 | 1175 | 1001329141 | SY50965 | -33.8649 | 151.204 | 1 | CS | 1 | Standard
6152 | 1173 | 1001329135 | SY50963 | -33.8649 | 151.204 | 1 | CS | 1 | Standard
6153 | 1180 | 1001329150 | SY50970 | -33.8649 | 151.2039 | 1 | CS | 1 | Standard
6154 | 1257 | 1001329289 | SY51032 | -33.8651 | 151.2038 | 1 | CS | 1 | Standard
6155 | 1263 | 1001329305 | SY51038 | -33.8651 | 151.2039 | 1 | CS | 2 | Standard
6156 | 1199 | 1001223946 | SY50983 | -33.8651 | 151.204 | 1 | CS | 1 | Standard
6157 | 1259 | 1001329300 | SY51034 | -33.8651 | 151.2039 | 1 | CS | 1 | Standard
6158 | 1306 | 1001327769 | SY50250 | -33.8652 | 151.2038 | 1 | CS | 1 | Standard
6159 | 1315 | 1001331417 | SY51078 | -33.8653 | 151.2038 | 1 | CS | 1 | Standard
6160 | 747157 | 1001223961 | SY50270 | -33.8652 | 151.2038 | 1 | CS | 2 | Standard
6161 | 1252 | 1001327759 | SY50247 | -33.8651 | 151.2035 | 1 | CS | 1 | Standard
6162 | 1268 | 1001223951 | SY50248 | -33.8651 | 151.2037 | 1 | CS | 1 | Standard
6163 | 1309 | 1001327774 | SY50251 | -33.8652 | 151.2037 | 1 | CS | 1 | Standard
6164 | 1310 | 1001327805 | SY50252 | -33.8652 | 151.2036 | 1 | CS | 1 | Standard
6165 | 1312 | 1001327839 | SY50253 | -33.8653 | 151.2035 | 1 | CS | 1 | Standard
6166 | 1172 | 1001325668 | SY50962 | -33.8649 | 151.204 | 1 | CS | 2 | Standard
6167 | 1281 | 1001319018 | SY51053 | -33.8652 | 151.2045 | 1 | CS | 2 | Standard
6168 | 1245 | 1001333755 | SY51021 | -33.8651 | 151.2044 | 1 | CS | 1 | Standard
6169 | 1311 | 1001331402 | SY51075 | -33.8653 | 151.2044 | 1 | CS | 1 | Standard
6170 | 2529167 | 1001607537 | SY27209 | -33.8651 | 151.2041 | 1 | CS | 1 | Standard
6171 | 1251 | 1001333759 | SY51027 | -33.8651 | 151.2043 | 1 | CS | 1 | Standard
6172 | 1291 | 1001319023 | SY51061 | -33.8652 | 151.2041 | 1 | CS | 1 | Standard
6173 | 82198247 | 1001883094 | SY28456 | -33.8654 | 151.2041 | 1 | CS | 1 | Standard
6174 | 1326 | 1001331392 | SY51087 | -33.8653 | 151.2041 | 1 | CS | 1 | Standard
6175 | 747156 | 1001223957 | SY51214 | -33.8653 | 151.204 | 1 | CS | 1 | Standard
6176 | 1329 | 1001331463 | SY51090 | -33.8653 | 151.2041 | 1 | CS | 1 | Standard
6177 | 1319 | 1001334153 | SY51082 | -33.8653 | 151.2043 | 1 | CS | 1 | Standard
6178 | 1322 | 1001331382 | SY51085 | -33.8653 | 151.2043 | 1 | CS | 2 | Standard
6179 | 1343 | 1001334157 | SY51099 | -33.8654 | 151.2043 | 1 | CS | 2 | Standard
6180 | 2207148 | 1001607533 | SY27208 | -33.8656 | 151.2042 | 1 | CS | 2 | Standard
6181 | 1421 | 1001334161 | SY51163 | -33.8656 | 151.2043 | 1 | CS | 1 | Standard
6182 | 1418 | 1001331325 | SY51160 | -33.8656 | 151.2041 | 1 | CS | 1 | Standard
6183 | 1330 | 1001327844 | SY50254 | -33.8653 | 151.2036 | 1 | CS | 1 | Standard
6184 | 1344 | 1001327853 | SY50257 | -33.8654 | 151.2037 | 1 | Not CS | 0 | Standard
6185 | 1411 | 1001327824 | SY50260 | -33.8656 | 151.2036 | 1 | CS | 2 | Standard
6186 | 425109 | 1001321186 | SY50267 | -33.8627 | 151.203 | 1 | CS | 2 | Standard
6187 | 446576 | 1001327118 | SY50269 | -33.8629 | 151.2033 | 1 | CS | 2 | Standard
6188 | 640 | 1001327102 | SY50227 | -33.8629 | 151.2033 | 1 | CS | 1 | Standard
6189 | 641 | 1001327108 | SY50228 | -33.8629 | 151.2032 | 1 | CS | 1 | Standard
6190 | 644 | 1001327114 | SY50229 | -33.8629 | 151.2031 | 1 | CS | 1 | Standard
6191 | 786 | 1001332074 | SY50232 | -33.8634 | 151.2031 | 1 | CS | 2 | Standard
6192 | 943 | 1001223903 | SY50233 | -33.864 | 151.2033 | 1 | CS | 1 | Standard
6193 | 425108 | 1001321181 | SY50266 | -33.8639 | 151.2031 | 1 | CS | 1 | Standard
6194 | 2499116 | 1001632061 | SY27320 | -33.8644 | 151.2031 | 1 | CS | 2 | Preformed
6195 | 1020 | 1001223922 | SY50235 | -33.8643 | 151.2032 | 1 | CS | 1 | Standard
6196 | 1107 | 1001323967 | SY50237 | -33.8646 | 151.2033 | 1 | CS | 1 | Standard
6197 | 1109 | 1001332079 | SY50238 | -33.8646 | 151.203 | 1 | CS | 2 | Standard
6198 | 99301180 | 1003137488 | SY28663 | -33.8648 | 151.203 | 9 | CS | 1 | Vault
6199 | 1186 | 1001323972 | SY50244 | -33.865 | 151.2034 | 1 | CS | 1 | Standard
6200 | 1296 | 1001323977 | SY50249 | -33.8653 | 151.2033 | 1 | CS | 1 | Standard
6201 | 1331 | 1001323982 | SY50255 | -33.8653 | 151.2033 | 1 | CS | 1 | Standard
6202 | 2477643 | 1001327814 | SY50258 | -33.8655 | 151.2034 | 1 | CS | 1 | Standard
6203 | 1434 | 1001323987 | SY50262 | -33.8656 | 151.2034 | 1 | CS | 1 | Standard
6204 | 1453 | 1001323993 | SY50263 | -33.8658 | 151.2034 | 1 | CS | 1 | Standard
6205 | 425107 | 1001321978 | SY50265 | -33.8653 | 151.2032 | 1 | CS | 2 | Standard
6206 | 1422 | 1001323893 | SY50261 | -33.8656 | 151.2031 | 1 | CS | 1 | Standard
6207 | 403637 | 1001321973 | SY50264 | -33.8656 | 151.2024 | 1 | CS | 1 | Standard
6208 | 7490 | 1001323544 | LE50134 | -33.8638 | 151.1932 | 1 | CS | 1 | Standard
6209 | 1338 | 1001323008 | LE50131 | -33.8654 | 151.1954 | 1 | CS | 1 | Standard
6210 | 1081 | 1001332438 | LE50127 | -33.8645 | 151.1932 | 1 | CS | 1 | Standard
6211 | 1239 | 1001323529 | LE50129 | -33.8651 | 151.1934 | 1 | CS | 2 | Standard
6212 | 1273 | 1001332451 | LE50130 | -33.8652 | 151.1931 | 1 | CS | 2 | Standard
6213 | 38676 | 1001323043 | LE50136 | -33.8652 | 151.193 | 1 | CS | 2 | Standard
6214 | 137414 | 1001323020 | LE50141 | -33.8652 | 151.1929 | 1 | CS | 2 | Standard
6215 | 1149 | 1001323003 | LE50128 | -33.8648 | 151.1937 | 1 | CS | 1 | Standard
6216 | 1384 | 1001332509 | LE50132 | -33.8655 | 151.1942 | 1 | CS | 1 | Standard
6217 | 1390 | 1001323013 | LE50133 | -33.8656 | 151.1941 | 1 | CS | 1 | Standard
6218 | 47246 | 1001332491 | LE50138 | -33.8653 | 151.1931 | 1 | CS | 2 | Standard
6219 | 7944 | 1001323038 | LE50135 | -33.8654 | 151.1931 | 1 | CS | 2 | Standard
6220 | 47248 | 1001323004 | LE50139 | -33.8654 | 151.1932 | 1 | CS | 2 | Standard
6221 | 47245 | 1001332528 | LE50137 | -33.8657 | 151.1931 | 1 | CS | 2 | Standard
6222 | 47249 | 1001323009 | LE50140 | -33.8657 | 151.1933 | 1 | CS | 2 | Standard
6223 | 47244 | 1001327689 | LE50282 | -33.8661 | 151.1932 | 1 | CS | 2 | Standard
6224 | 7553 | 1001331563 | GL10281 | -33.8521 | 151.1846 | 1 | CS | 1 | Unknown
6225 | 7558 | 1001331571 | GL10282 | -33.8524 | 151.1848 | 1 | CS | 1 | Unknown
6226 | 897447 | 1001333609 | LE50126 | -33.856 | 151.1912 | 1 | CS | 1 | Unknown
6227 | 17235 | 1001321801 | LE50275 | -33.8658 | 151.1917 | 1 | CS | 1 | Standard
6228 | 7621 | 1001331889 | LE50168 | -33.8681 | 151.1811 | 1 | CS | 1 | Unknown
6229 | 7618 | 1001331875 | LE50165 | -33.868 | 151.1803 | 1 | CS | 1 | Unknown
6230 | 7619 | 1001331879 | LE50166 | -33.868 | 151.1808 | 1 | CS | 1 | Unknown
6231 | 17248 | 1001321994 | LE50277 | -33.8664 | 151.1921 | 1 | CS | 2 | Standard
6232 | 17247 | 1001321989 | LE50276 | -33.8667 | 151.1923 | 1 | CS | 1 | Standard
6233 | 7502 | 1001323028 | LE50271 | -33.8664 | 151.192 | 1 | CS | 2 | Standard
6234 | 1573 | 1001323057 | LE50173 | -33.8663 | 151.1951 | 1 | CS | 2 | Standard
6235 | 1622 | 1001323063 | LE50174 | -33.8665 | 151.1947 | 1 | CS | 1 | Standard
6236 | 47243 | 1001327685 | LE50281 | -33.8664 | 151.1933 | 1 | CS | 2 | Standard
6237 | 47250 | 1001323015 | LE50283 | -33.8663 | 151.1934 | 1 | CS | 2 | Standard
6238 | 47252 | 1001323047 | LE50285 | -33.8664 | 151.1933 | 1 | CS | 2 | Standard
6239 | 47251 | 1001327694 | LE50284 | -33.8673 | 151.1937 | 1 | CS | 2 | Standard
6240 | 1313964 | 1001331594 | LE51201 | -33.867 | 151.1947 | 1 | CS | 1 | Standard
6241 | 510988 | 1001323127 | LE50314 | -33.8673 | 151.1944 | 1 | CS | 1 | Standard
6242 | 2089 | 1001323534 | LE50176 | -33.868 | 151.1942 | 1 | CS | 1 | Standard
6243 | 2136 | 1001331865 | LE50178 | -33.8681 | 151.1942 | 1 | CS | 1 | Standard
6244 | 2124 | 1001323539 | LE50177 | -33.8681 | 151.1943 | 1 | CS | 1 | Standard
6245 | 2138 | 1001323072 | LE50179 | -33.8682 | 151.1943 | 1 | CS | 2 | Standard
6246 | 2141 | 1001323077 | LE50180 | -33.8682 | 151.1943 | 1 | CS | 2 | Standard
6247 | 2156 | 1001321766 | LE50181 | -33.8682 | 151.1943 | 1 | CS | 1 | Standard
6248 | 2164 | 1001323082 | LE50183 | -33.8683 | 151.1944 | 1 | CS | 2 | Standard
6249 | 2157 | 1001323018 | LE50182 | -33.8682 | 151.1942 | 1 | CS | 1 | Standard
6250 | 17249 | 1001321999 | LE50278 | -33.8667 | 151.1923 | 1 | CS | 2 | Standard
6251 | 7512 | 1001323033 | LE50272 | -33.8669 | 151.1923 | 1 | CS | 1 | Standard
6252 | 17251 | 1001333298 | LE50280 | -33.8674 | 151.1925 | 1 | CS | 1 | Standard
6253 | 1210910 | 1001331280 | LE51120 | -33.8674 | 151.1926 | 1 | CS | 1 | Sheath Pit
6254 | 17250 | 1001333294 | LE50279 | -33.8675 | 151.1925 | 1 | CS | 1 | Standard
6255 | 201819 | 1001327507 | LE50306 | -33.868 | 151.1914 | 1 | CS | 1 | Standard
6256 | 103057 | 1001327970 | LE50304 | -33.8674 | 151.1901 | 1 | CS | 2 | Standard
6257 | 103058 | 1001327980 | LE50305 | -33.8674 | 151.1901 | 1 | CS | 2 | Standard
6258 | 201821 | 1001327512 | LE50308 | -33.8673 | 151.1903 | 1 | CS | 2 | Standard
6259 | 201823 | 1001327517 | LE50310 | -33.8671 | 151.1908 | 1 | CS | 2 | Standard
6260 | 201822 | 1001327522 | LE50309 | -33.8672 | 151.1907 | 1 | CS | 2 | Standard
6261 | 2525 | 1001323354 | LE50209 | -33.8693 | 151.1906 | 1 | CS | 1 | Standard
6262 | 429413 | 1001323438 | LE50311 | -33.8693 | 151.1907 | 1 | CS | 2 | Standard
6263 | 2636 | 1001325401 | LE50226 | -33.8695 | 151.1901 | 1 | CS | 1 | Standard
6264 | 201820 | 1001325465 | LE50307 | -33.8695 | 151.1897 | 1 | CS | 1 | Standard
6265 | 2615 | 1001332064 | LE50222 | -33.8695 | 151.1895 | 1 | CS | 1 | Standard
6266 | 2691 | 1001325406 | LE50234 | -33.8698 | 151.1908 | 1 | CS | 1 | Standard
6267 | 2965 | 1001327809 | LE50258 | -33.8708 | 151.1908 | 1 | Not CS | 0 | Standard
6268 | 2836 | 1001325440 | LE50250 | -33.8704 | 151.1914 | 1 | CS | 1 | Standard
6269 | 3013 | 1001327829 | LE50262 | -33.8709 | 151.1911 | 1 | Not CS | 0 | Standard
6270 | 2181 | 1001323087 | LE50184 | -33.8683 | 151.1944 | 1 | CS | 1 | Standard
6271 | 2195 | 1001331998 | LE50186 | -33.8684 | 151.1942 | 1 | CS | 1 | Standard
6272 | 2190 | 1001323092 | LE50185 | -33.8684 | 151.1944 | 1 | CS | 1 | Standard
6273 | 2207 | 1001323097 | LE50187 | -33.8684 | 151.1945 | 1 | CS | 1 | Standard
6274 | 2230 | 1001332149 | LE50189 | -33.8685 | 151.1945 | 1 | CS | 1 | Standard
6275 | 2234 | 1001332152 | LE50190 | -33.8685 | 151.1945 | 1 | CS | 2 | Standard
6276 | 2256 | 1001332109 | LE50191 | -33.8686 | 151.1945 | 1 | CS | 1 | Standard
6277 | 2265 | 1001332120 | LE50193 | -33.8686 | 151.1945 | 1 | CS | 2 | Standard
6278 | 2219 | 1001332140 | LE50188 | -33.8685 | 151.1944 | 1 | CS | 1 | Standard
6279 | 2267 | 1001323102 | LE50194 | -33.8686 | 151.1946 | 1 | CS | 2 | Standard
6280 | 2263 | 1001332115 | LE50192 | -33.8686 | 151.1945 | 1 | CS | 2 | Standard
6281 | 2286 | 1001332202 | LE50197 | -33.8687 | 151.1945 | 1 | CS | 1 | Standard
6282 | 2271 | 1001323107 | LE50195 | -33.8687 | 151.1946 | 1 | CS | 1 | Standard
6283 | 2281 | 1001323112 | LE50196 | -33.8687 | 151.1946 | 1 | CS | 1 | Standard
6284 | 2320 | 1001321806 | LE50200 | -33.8687 | 151.1946 | 1 | CS | 2 | Standard
6285 | 2346 | 1001323117 | LE50203 | -33.8688 | 151.1947 | 1 | CS | 3 | Standard
6286 | 2328 | 1001332167 | LE50201 | -33.8688 | 151.1945 | 1 | CS | 1 | Standard
6287 | 2330 | 1001332176 | LE50202 | -33.8688 | 151.1946 | 1 | CS | 1 | Standard
6288 | 2319 | 1001323023 | LE50199 | -33.8687 | 151.1945 | 1 | CS | 1 | Standard
6289 | 2300 | 1001332162 | LE50198 | -33.8687 | 151.1946 | 1 | CS | 1 | Standard
6290 | 2398 | 1001332039 | LE50205 | -33.8689 | 151.1947 | 1 | CS | 2 | Standard
6291 | 2368 | 1001323340 | LE50204 | -33.8689 | 151.1947 | 1 | CS | 2 | Standard
6292 | 2500 | 1001381213 | LE50206 | -33.8691 | 151.1948 | 1 | CS | 1 | Standard
6293 | 2507 | 1001323350 | LE50207 | -33.8692 | 151.1949 | 1 | CS | 1 | Standard
6294 | 2523 | 1001321811 | LE50208 | -33.8692 | 151.1949 | 1 | CS | 2 | Standard
6295 | 2598 | 1001323360 | LE50216 | -33.8695 | 151.1951 | 1 | CS | 1 | Standard
6296 | 2610 | 1001323365 | LE50219 | -33.8695 | 151.1951 | 1 | CS | 2 | Standard
6297 | 2570 | 1001332013 | LE50212 | -33.8693 | 151.1948 | 1 | CS | 1 | Standard
6298 | 2577 | 1001332018 | LE50213 | -33.8693 | 151.1948 | 1 | CS | 1 | Standard
6299 | 2560 | 1001332008 | LE50211 | -33.8693 | 151.1949 | 1 | CS | 1 | Standard
6300 | 2555 | 1001323355 | LE50210 | -33.8693 | 151.195 | 1 | CS | 2 | Standard
6301 | 2237182 | 1001332024 | LE50214 | -33.8694 | 151.195 | 1 | CS | 2 | Standard
6302 | 2591 | 1001332054 | LE50215 | -33.8694 | 151.1949 | 1 | CS | 1 | Standard
6303 | 2609 | 1001332094 | LE50218 | -33.8695 | 151.1949 | 1 | CS | 1 | Standard
6304 | 2613 | 1001321939 | LE50220 | -33.8695 | 151.1949 | 1 | CS | 2 | Standard
6305 | 105394096 | 1002081924 | LE20535 | -33.8695 | 151.1949 | 1 | CS | 2 | Standard
6306 | 468059 | 1001323147 | LE50313 | -33.869 | 151.1939 | 1 | CS | 2 | Standard
6307 | 17217 | 1001323143 | LE50274 | -33.8691 | 151.1935 | 1 | CS | 2 | Standard
6308 | 2670 | 1001323988 | LE50232 | -33.8697 | 151.1941 | 1 | CS | 1 | Standard
6309 | 2695 | 1001323992 | LE50235 | -33.8698 | 151.1938 | 1 | CS | 1 | Standard
6310 | 2787 | 1001323959 | LE50244 | -33.8702 | 151.1937 | 1 | CS | 1 | Standard
6311 | 2757 | 1001325420 | LE50241 | -33.8701 | 151.1932 | 1 | CS | 1 | Standard
6312 | 2712 | 1001325480 | LE50238 | -33.8699 | 151.1936 | 1 | CS | 2 | Standard
6313 | 2720 | 1001325410 | LE50239 | -33.87 | 151.1935 | 1 | CS | 1 | Standard
6314 | 2728 | 1001325415 | LE50240 | -33.87 | 151.1935 | 1 | CS | 3 | Standard
6315 | 2649 | 1001323983 | LE50229 | -33.8697 | 151.1947 | 1 | CS | 1 | Standard
6316 | 2642 | 1001323978 | LE50228 | -33.8696 | 151.1943 | 1 | CS | 1 | Standard
6317 | 2614 | 1001332059 | LE50221 | -33.8695 | 151.195 | 1 | CS | 2 | Standard
6318 | 2620 | 1001323370 | LE50223 | -33.8695 | 151.1951 | 1 | CS | 1 | Standard
6319 | 2681 | 1001323216 | LE50233 | -33.8698 | 151.1952 | 1 | CS | 1 | Standard
6320 | 2652 | 1001325470 | LE50230 | -33.8697 | 151.1948 | 1 | CS | 2 | Standard
6321 | 2667 | 1001323211 | LE50231 | -33.8698 | 151.1952 | 1 | CS | 2 | Standard
6322 | 2699 | 1001325475 | LE50236 | -33.8699 | 151.1951 | 1 | CS | 2 | Standard
6323 | 2704 | 1001323221 | LE50237 | -33.8699 | 151.1953 | 1 | CS | 2 | Standard
6324 | 2814 | 1001323997 | LE50246 | -33.8703 | 151.1953 | 1 | CS | 1 | Standard
6325 | 3008 | 1001325147 | LE50261 | -33.8709 | 151.1954 | 1 | CS | 1 | Standard
6326 | 2969 | 1001325186 | LE50259 | -33.8708 | 151.1953 | 1 | CS | 1 | Standard
6327 | 3079 | 1001325153 | LE50263 | -33.8711 | 151.1951 | 1 | CS | 1 | Standard
6328 | 3101 | 1001325268 | LE50266 | -33.8711 | 151.195 | 1 | CS | 1 | Standard
6329 | 3086 | 1001325191 | LE50264 | -33.8711 | 151.1951 | 1 | CS | 1 | Standard
6330 | 2835 | 1001325485 | LE50249 | -33.8704 | 151.1939 | 1 | CS | 1 | Standard
6331 | 2944 | 1001325262 | LE50257 | -33.8708 | 151.1941 | 1 | CS | 1 | Standard
6332 | 2769 | 1001325425 | LE50242 | -33.8701 | 151.1931 | 1 | CS | 2 | Standard
6333 | 2781 | 1001325430 | LE50243 | -33.8702 | 151.193 | 1 | CS | 2 | Standard
6334 | 2817 | 1001325435 | LE50247 | -33.8703 | 151.1925 | 1 | CS | 1 | Standard
6335 | 2858 | 1001327834 | LE50252 | -33.8705 | 151.192 | 1 | CS | 1 | Standard
6336 | 2864 | 1001325445 | LE50253 | -33.8705 | 151.192 | 1 | CS | 1 | Standard
6337 | 2877 | 1001325450 | LE50254 | -33.8706 | 151.1918 | 1 | CS | 1 | Standard
6338 | 3118 | 1001323363 | LE50268 | -33.8712 | 151.1922 | 1 | CS | 1 | Standard
6339 | 3089 | 1001323359 | LE50265 | -33.8711 | 151.192 | 1 | CS | 2 | Standard
6340 | 3187 | 1001323368 | LE50336 | -33.8715 | 151.1926 | 1 | CS | 2 | Standard
6341 | 3274 | 1001323373 | LE50344 | -33.872 | 151.1931 | 1 | CS | 2 | Standard
6342 | 3304 | 1001327890 | LE50350 | -33.8721 | 151.1932 | 1 | CS | 1 | Standard
6343 | 3169 | 1001329025 | LE50334 | -33.8715 | 151.1943 | 1 | CS | 2 | Standard
6344 | 3239 | 1001329030 | LE50341 | -33.8718 | 151.1941 | 1 | CS | 1 | Standard
6345 | 1296790 | 1001331541 | LE51202 | -33.8712 | 151.1949 | 1 | CS | 2 | Standard
6346 | 3122 | 1001325278 | LE50269 | -33.8712 | 151.1949 | 1 | CS | 1 | Standard
6347 | 3114 | 1001325273 | LE50267 | -33.8712 | 151.1951 | 1 | CS | 1 | Standard
6348 | 3135 | 1001323716 | LE50270 | -33.8713 | 151.195 | 1 | CS | 1 | Standard
6349 | 3162 | 1001325288 | LE50331 | -33.8714 | 151.1951 | 1 | CS | 2 | Standard
6350 | 3181 | 1001323721 | LE50335 | -33.8715 | 151.1948 | 1 | CS | 1 | Standard
6351 | 3157 | 1001325283 | LE50330 | -33.8714 | 151.1944 | 1 | CS | 1 | Standard
6352 | 3165 | 1001325815 | LE50332 | -33.8714 | 151.1944 | 1 | CS | 1 | Standard
6353 | 3167 | 1001325293 | LE50333 | -33.8714 | 151.1945 | 1 | CS | 1 | Standard
6354 | 3192 | 1001325298 | LE50337 | -33.8716 | 151.1946 | 1 | CS | 1 | Standard
6355 | 3201 | 1001325303 | LE50338 | -33.8716 | 151.1946 | 1 | CS | 1 | Standard
6356 | 3228 | 1001323727 | LE50340 | -33.8718 | 151.1945 | 1 | CS | 1 | Standard
6357 | 3219 | 1001325027 | LE50339 | -33.8717 | 151.1945 | 1 | CS | 1 | Standard
6358 | 3240 | 1001325308 | LE50342 | -33.8718 | 151.1953 | 1 | CS | 1 | Standard
6359 | 3298 | 1001325313 | LE50349 | -33.8721 | 151.1954 | 1 | CS | 1 | Standard
6360 | 3264 | 1001329034 | LE50343 | -33.872 | 151.1937 | 1 | CS | 1 | Standard
6361 | 3288 | 1001329043 | LE50348 | -33.8721 | 151.1937 | 1 | CS | 2 | Standard
6362 | 3340 | 1001327864 | LE50353 | -33.8723 | 151.1936 | 1 | CS | 1 | Standard
6363 | 3307 | 1001327900 | LE50351 | -33.8721 | 151.1935 | 1 | CS | 1 | Standard
6364 | 3331 | 1001327910 | LE50352 | -33.8722 | 151.1935 | 1 | CS | 1 | Standard
6365 | 3278 | 1001325032 | LE50345 | -33.872 | 151.1942 | 1 | CS | 1 | Standard
6366 | 3286 | 1001323554 | LE50347 | -33.872 | 151.1943 | 1 | CS | 1 | Standard
6367 | 3282 | 1001329039 | LE50346 | -33.872 | 151.1941 | 1 | CS | 2 | Standard
6368 | 3354 | 1001323560 | LE50354 | -33.8724 | 151.1941 | 1 | CS | 1 | Standard
6369 | 3370 | 1001323565 | LE50356 | -33.8724 | 151.194 | 1 | CS | 1 | Standard
6370 | 3367 | 1001325037 | LE50355 | -33.8724 | 151.1939 | 1 | CS | 1 | Standard
6371 | 3415 | 1001327879 | LE50358 | -33.8726 | 151.1937 | 1 | CS | 1 | Standard
6372 | 3398 | 1001327869 | LE50357 | -33.8725 | 151.1938 | 1 | CS | 1 | Standard
6373 | 3428 | 1001325042 | LE50359 | -33.8727 | 151.1936 | 1 | CS | 1 | Standard
6374 | 3448 | 1001323378 | LE50360 | -33.8727 | 151.1935 | 1 | CS | 1 | Standard
6375 | 3500 | 1001325047 | LE50362 | -33.8729 | 151.1934 | 1 | CS | 1 | Standard
6376 | 3487 | 1001323570 | LE50361 | -33.8729 | 151.1936 | 1 | CS | 1 | Standard
6377 | 3588 | 1001323859 | LE50364 | -33.8732 | 151.1934 | 1 | CS | 2 | Standard
6378 | 3625 | 1001323575 | LE50365 | -33.8734 | 151.1934 | 1 | CS | 3 | Standard
6379 | 3586 | 1001325052 | LE50363 | -33.8732 | 151.1931 | 1 | CS | 1 | Standard
6380 | 3631 | 1001323864 | LE50366 | -33.8734 | 151.1932 | 1 | CS | 2 | Standard
6381 | 3678 | 1001325057 | LE50367 | -33.8737 | 151.1926 | 1 | CS | 1 | Standard
6382 | 3702 | 1001323870 | LE50368 | -33.8739 | 151.1927 | 1 | CS | 1 | Standard
6383 | 3732 | 1001323580 | LE50370 | -33.874 | 151.1933 | 1 | CS | 1 | Standard
6384 | 3800 | 1001323585 | LE50374 | -33.8744 | 151.1931 | 1 | CS | 1 | Standard
6385 | 3723 | 1001325062 | LE50369 | -33.874 | 151.1922 | 1 | CS | 1 | Standard
6386 | 3741 | 1001325067 | LE50371 | -33.8741 | 151.1921 | 1 | CS | 1 | Standard
6387 | 3790 | 1001323874 | LE50373 | -33.8743 | 151.192 | 1 | CS | 1 | Standard
6388 | 3786 | 1001325072 | LE50372 | -33.8743 | 151.1917 | 1 | CS | 1 | Standard
6389 | 7622 | 1001331909 | LE50148 | -33.8682 | 151.1794 | 1 | CS | 1 | Unknown
6390 | 7620 | 1001331884 | LE50167 | -33.8681 | 151.1798 | 1 | CS | 1 | Unknown
6391 | 7623 | 1001331944 | LE50149 | -33.8684 | 151.179 | 1 | CS | 1 | Unknown
6392 | 7625 | 1001331920 | LE50150 | -33.8712 | 151.1733 | 1 | CS | 1 | Unknown
6393 | 1433 | 1001329918 | SY51336 | -33.8656 | 151.2122 | 1 | CS | 1 | Standard
6394 | 1455 | 1001334050 | SY51191 | -33.8657 | 151.2113 | 1 | CS | 1 | Standard
6395 | 1415 | 1001321838 | SY51157 | -33.8656 | 151.2114 | 1 | CS | 1 | Standard
6396 | 1432 | 1001321853 | SY51173 | -33.8657 | 151.2114 | 1 | CS | 1 | Standard
6397 | 1517 | 1001321858 | SY51615 | -33.866 | 151.2113 | 1 | CS | 2 | Standard
6398 | 1398 | 1001331006 | SY51144 | -33.8656 | 151.2104 | 1 | CS | 1 | Standard
6399 | 1389 | 1001327903 | SY51137 | -33.8655 | 151.2103 | 1 | CS | 2 | Standard
6400 | 1410 | 1001327908 | SY51153 | -33.8656 | 151.2102 | 1 | CS | 1 | Standard
6401 | 1510 | 1001331157 | SY51610 | -33.8659 | 151.211 | 1 | CS | 1 | Standard
6402 | 1521 | 1001331016 | SY51618 | -33.866 | 151.2108 | 1 | CS | 3 | Standard
6403 | 2207145 | 1001615111 | SY27229 | -33.8657 | 151.2102 | 1 | CS | 2 | Standard
6404 | 1449 | 1001327913 | SY51187 | -33.8657 | 151.2101 | 1 | CS | 2 | Standard
6405 | 1454 | 1001329988 | SY51190 | -33.8657 | 151.2103 | 1 | CS | 2 | Standard
6406 | 1471 | 1001331011 | SY51579 | -33.8658 | 151.2102 | 1 | CS | 1 | Standard
6407 | 1491 | 1001329993 | SY51596 | -33.8658 | 151.2102 | 1 | CS | 2 | Standard
6408 | 1426 | 1001329983 | SY51167 | -33.8656 | 151.2104 | 1 | CS | 3 | Standard
6409 | 1385 | 1001331744 | SY51333 | -33.8655 | 151.2124 | 1 | CS | 3 | Standard
6410 | 1387 | 1001329962 | SY51334 | -33.8655 | 151.213 | 1 | CS | 1 | Standard
6411 | 1405 | 1001329967 | SY51335 | -33.8655 | 151.2127 | 1 | CS | 2 | Standard
6412 | 7447 | 1001327991 | SY53863 | -33.8659 | 151.2128 | 1 | CS | 2 | Standard
6413 | 1499 | 1001327986 | SY53809 | -33.8659 | 151.2129 | 1 | CS | 2 | Standard
6414 | 7452 | 1001331145 | SY53868 | -33.866 | 151.2127 | 1 | CS | 3 | Standard
6415 | 7449 | 1001321848 | SY53865 | -33.8657 | 151.2123 | 1 | CS | 3 | Standard
6416 | 7448 | 1001321843 | SY53864 | -33.8658 | 151.2124 | 1 | CS | 2 | Standard
6417 | 7451 | 1001329923 | SY53867 | -33.866 | 151.2124 | 1 | CS | 1 | Standard
6418 | 7495 | 1001331749 | SY53885 | -33.8661 | 151.2123 | 1 | CS | 1 | Standard
6419 | 7465 | 1001331047 | SY53873 | -33.866 | 151.2126 | 1 | CS | 2 | Standard
6420 | 7463 | 1001331150 | SY53872 | -33.8661 | 151.2127 | 1 | CS | 3 | Standard
6421 | 7450 | 1001331042 | SY53866 | -33.8661 | 151.2125 | 1 | CS | 2 | Standard
6422 | 7488 | 1001331697 | SY53882 | -33.8662 | 151.2123 | 1 | CS | 1 | Standard
6423 | 7497 | 1001331115 | SY53886 | -33.866 | 151.213 | 1 | CS | 1 | Standard
6424 | 734279 | 1001327998 | SY53894 | -33.866 | 151.213 | 1 | CS | 1 | Standard
6425 | 7487 | 1001331693 | SY53881 | -33.8664 | 151.2123 | 1 | CS | 1 | Standard
6426 | 1661 | 1001319767 | SY53810 | -33.8666 | 151.2124 | 1 | Not CS | 0 | Standard
6427 | 7467 | 1001319857 | SY53875 | -33.8666 | 151.2123 | 1 | CS | 1 | Standard
6428 | 1672 | 1001331135 | SY53811 | -33.8666 | 151.2125 | 1 | CS | 1 | Standard
6429 | 7462 | 1001331674 | SY53871 | -33.8667 | 151.2125 | 1 | CS | 1 | Standard
6430 | 7461 | 1001331666 | SY53870 | -33.8668 | 151.2125 | 1 | CS | 1 | Standard
6431 | 7484 | 1001331682 | SY53879 | -33.8666 | 151.2123 | 1 | CS | 1 | Standard
6432 | 794391 | 1001331155 | SY53895 | -33.866 | 151.2135 | 1 | CS | 1 | Standard
6433 | 7466 | 1001329928 | SY53874 | -33.866 | 151.2133 | 1 | CS | 3 | Standard
6434 | 7460 | 1001331661 | SY53869 | -33.8669 | 151.2122 | 1 | CS | 2 | Standard
6435 | 7468 | 1001331678 | SY53876 | -33.8669 | 151.2122 | 1 | CS | 1 | Standard
6436 | 7493 | 1001331702 | SY53883 | -33.867 | 151.2122 | 1 | CS | 1 | Standard
6437 | 7494 | 1001331707 | SY53884 | -33.8671 | 151.2122 | 1 | CS | 2 | Standard
6438 | 7476 | 1001319862 | SY53878 | -33.8671 | 151.2123 | 1 | CS | 3 | Standard
6439 | 1888 | 1001327402 | SY53814 | -33.8672 | 151.2124 | 1 | CS | 1 | Standard
6440 | 1881 | 1001331647 | SY53813 | -33.8672 | 151.2122 | 1 | CS | 1 | Standard
6441 | 1873 | 1001331642 | SY53812 | -33.8672 | 151.2122 | 1 | CS | 1 | Standard
6442 | 1923 | 1001331652 | SY53816 | -33.8674 | 151.2122 | 1 | CS | 1 | Standard
6443 | 1965 | 1001327411 | SY53818 | -33.8675 | 151.2124 | 1 | CS | 2 | Standard
6444 | 1937 | 1001327406 | SY53817 | -33.8675 | 151.2124 | 1 | CS | 1 | Standard
6445 | 1993 | 1001319792 | SY53819 | -33.8676 | 151.2122 | 1 | CS | 1 | Standard
6446 | 1541 | 1001329998 | SY51633 | -33.8661 | 151.2101 | 1 | CS | 1 | Standard
6447 | 1558 | 1001323885 | SY51648 | -33.8662 | 151.2102 | 1 | CS | 1 | Standard
6448 | 1556 | 1001323880 | SY51646 | -33.8662 | 151.2102 | 1 | CS | 1 | Standard
6449 | 1548 | 1001333734 | SY51639 | -33.8662 | 151.2101 | 1 | CS | 1 | Standard
6450 | 1595 | 1001331021 | SY51677 | -33.8663 | 151.2107 | 1 | CS | 1 | Standard
6451 | 1571 | 1001323895 | SY51659 | -33.8662 | 151.2106 | 1 | CS | 1 | Standard
6452 | 1577 | 1001334076 | SY51664 | -33.8663 | 151.2106 | 1 | CS | 2 | Standard
6453 | 1608 | 1001332209 | SY51689 | -33.8664 | 151.2106 | 1 | CS | 1 | Standard
6454 | 1610 | 1001332214 | SY51691 | -33.8664 | 151.2106 | 1 | Not CS | 0 | Standard
6455 | 1617 | 1001323922 | SY51697 | -33.8664 | 151.2106 | 1 | CS | 3 | Standard
6456 | 1624 | 1001323932 | SY51702 | -33.8664 | 151.2106 | 1 | CS | 1 | Standard
6457 | 1616 | 1001323916 | SY51696 | -33.8664 | 151.2105 | 1 | CS | 2 | Standard
6458 | 1598 | 1001332245 | SY51680 | -33.8663 | 151.2102 | 1 | Not CS | 0 | Standard
6459 | 1583 | 1001323900 | SY51669 | -33.8663 | 151.2101 | 1 | CS | 1 | Standard
6460 | 1565 | 1001323890 | SY51654 | -33.8662 | 151.2103 | 1 | CS | 3 | Standard
6461 | 1607 | 1001332255 | SY51688 | -33.8664 | 151.2103 | 1 | CS | 2 | Standard
6462 | 1604 | 1001323906 | SY51686 | -33.8663 | 151.2101 | 1 | CS | 3 | Standard
6463 | 1594 | 1001332239 | SY51676 | -33.8663 | 151.2112 | 1 | CS | 1 | Standard
6464 | 1581 | 1001321862 | SY51667 | -33.8663 | 151.211 | 1 | CS | 1 | Standard
6465 | 1621 | 1001331031 | SY51701 | -33.8664 | 151.211 | 1 | CS | 1 | Standard
6466 | 1626 | 1001332229 | SY51703 | -33.8664 | 151.211 | 1 | CS | 1 | Standard
6467 | 1589 | 1001334080 | SY51673 | -33.8663 | 151.2108 | 1 | CS | 1 | Standard
6468 | 1602 | 1001331026 | SY51684 | -33.8663 | 151.2108 | 1 | CS | 2 | Standard
6469 | 1631 | 1001329169 | SY51707 | -33.8664 | 151.2109 | 1 | CS | 2 | Standard
6470 | 1654 | 1001329194 | SY51727 | -33.8665 | 151.2109 | 1 | CS | 1 | Standard
6471 | 1633 | 1001329174 | SY51709 | -33.8664 | 151.2111 | 1 | CS | 1 | Standard
6472 | 1717 | 1001334088 | SY51771 | -33.8667 | 151.2108 | 1 | CS | 4 | Standard
6473 | 1748 | 1001334092 | SY51789 | -33.8668 | 151.2107 | 1 | CS | 2 | Standard
6474 | 1747 | 1001329199 | SY51788 | -33.8668 | 151.2108 | 1 | CS | 1 | Standard
6475 | 1683 | 1001323937 | SY51744 | -33.8666 | 151.2106 | 1 | CS | 1 | Standard
6476 | 1737 | 1001323942 | SY51783 | -33.8668 | 151.2106 | 1 | CS | 1 | Standard
6477 | 1537 | 1001331117 | SY51631 | -33.8661 | 151.2114 | 1 | CS | 3 | Standard
6478 | 1601 | 1001332250 | SY51683 | -33.8663 | 151.2115 | 1 | CS | 1 | Standard
6479 | 1609 | 1001321872 | SY51690 | -33.8664 | 151.2115 | 1 | CS | 1 | Standard
6480 | 1599 | 1001321867 | SY51681 | -33.8663 | 151.2113 | 1 | CS | 3 | Standard
6481 | 1618 | 1001331120 | SY51698 | -33.8664 | 151.2114 | 1 | CS | 2 | Standard
6482 | 1614 | 1001332224 | SY51695 | -33.8664 | 151.2114 | 1 | CS | 2 | Standard
6483 | 1587 | 1001332234 | SY51671 | -33.8663 | 151.2113 | 1 | Not CS | 0 | Standard
6484 | 622630 | 1001319872 | SY52791 | -33.8665 | 151.2117 | 1 | CS | 1 | Standard
6485 | 7486 | 1001331686 | SY53880 | -33.8664 | 151.2121 | 1 | CS | 2 | Standard
6486 | 7469 | 1001327678 | SY53877 | -33.8666 | 151.2121 | 1 | CS | 2 | Standard
6487 | 1644 | 1001329179 | SY51719 | -33.8665 | 151.2113 | 1 | CS | 1 | Standard
6488 | 1629 | 1001331037 | SY51705 | -33.8664 | 151.2114 | 1 | CS | 2 | Standard
6489 | 1628 | 1001331124 | SY51704 | -33.8665 | 151.2114 | 1 | CS | 1 | Standard
6490 | 1632 | 1001332288 | SY51708 | -33.8664 | 151.2113 | 1 | CS | 3 | Standard
6491 | 1637 | 1001332293 | SY51712 | -33.8665 | 151.2114 | 1 | CS | 1 | Standard
6492 | 2949978 | 1001851736 | SY28271 | -33.8666 | 151.2114 | 1 | CS | 2 | Standard
6493 | 1647 | 1001329184 | SY51721 | -33.8665 | 151.2113 | 1 | CS | 1 | Standard
6494 | 1636 | 1001331130 | SY51711 | -33.8665 | 151.2117 | 1 | CS | 1 | Standard
6495 | 1651 | 1001329189 | SY51724 | -33.8665 | 151.2115 | 1 | CS | 1 | Standard
6496 | 1751 | 1001329204 | SY51791 | -33.8668 | 151.2113 | 1 | CS | 1 | Standard
6497 | 1862 | 1001332148 | SY51857 | -33.8672 | 151.2113 | 1 | CS | 1 | Standard
6498 | 1885 | 1001332108 | SY51875 | -33.8672 | 151.2112 | 1 | CS | 1 | Standard
6499 | 1879 | 1001329209 | SY51871 | -33.8672 | 151.2112 | 1 | CS | 1 | Standard
6500 | 1998 | 1001331657 | SY53820 | -33.8676 | 151.2121 | 1 | CS | 1 | Standard
6501 | 1906 | 1001319772 | SY51889 | -33.8673 | 151.2112 | 1 | CS | 3 | Standard
6502 | 1898 | 1001329214 | SY51884 | -33.8673 | 151.2112 | 1 | CS | 2 | Standard
6503 | 1911 | 1001329219 | SY51892 | -33.8673 | 151.2112 | 1 | CS | 1 | Standard
6504 | 1912 | 1001319777 | SY51893 | -33.8673 | 151.2114 | 1 | CS | 1 | Standard
6505 | 1920 | 1001331143 | SY51901 | -33.8674 | 151.2114 | 1 | CS | 2 | Standard
6506 | 1932 | 1001331148 | SY51909 | -33.8675 | 151.2114 | 1 | CS | 1 | Standard
6507 | 1945 | 1001319782 | SY51917 | -33.8675 | 151.2112 | 1 | CS | 2 | Standard
6508 | 1960 | 1001332154 | SY51929 | -33.8675 | 151.2114 | 1 | CS | 1 | Standard
6509 | 1991 | 1001332467 | SY51948 | -33.8676 | 151.2114 | 1 | CS | 2 | Standard
6510 | 1813 | 1001323947 | SY51830 | -33.867 | 151.2105 | 1 | CS | 1 | Standard
6511 | 1857 | 1001319492 | SY51852 | -33.8671 | 151.2105 | 1 | CS | 1 | Standard
6512 | 1780 | 1001333826 | SY51812 | -33.8669 | 151.2108 | 1 | CS | 1 | Standard
6513 | 1858 | 1001333830 | SY51853 | -33.8671 | 151.2108 | 1 | CS | 1 | Standard
6514 | 1941 | 1001333833 | SY51915 | -33.8675 | 151.2107 | 1 | CS | 1 | Standard
6515 | 1913 | 1001329223 | SY51894 | -33.8674 | 151.2112 | 1 | CS | 1 | Standard
6516 | 1919 | 1001329228 | SY51900 | -33.8674 | 151.2112 | 1 | CS | 1 | Standard
6517 | 1975 | 1001319787 | SY51942 | -33.8676 | 151.2112 | 1 | CS | 3 | Standard
6518 | 1939 | 1001329233 | SY51913 | -33.8675 | 151.2112 | 1 | CS | 2 | Standard
6519 | 2013 | 1001333841 | SY51966 | -33.8677 | 151.2107 | 1 | CS | 2 | Standard
6520 | 1918 | 1001319497 | SY51899 | -33.8674 | 151.2105 | 1 | CS | 1 | Standard
6521 | 2008 | 1001333837 | SY51961 | -33.8676 | 151.2105 | 1 | CS | 1 | Standard
6522 | 1427 | 1001319951 | SY51168 | -33.8656 | 151.2078 | 1 | CS | 2 | Standard
6523 | 1417 | 1001319992 | SY51159 | -33.8656 | 151.2077 | 1 | CS | 1 | Standard
6524 | 1441 | 1001321038 | SY51180 | -33.8657 | 151.2074 | 1 | CS | 1 | Standard
6525 | 1428 | 1001321033 | SY51169 | -33.8657 | 151.2074 | 1 | CS | 1 | Standard
6526 | 1438 | 1001331620 | SY51177 | -33.8657 | 151.2082 | 1 | CS | 1 | Standard
6527 | 1448 | 1001319976 | SY51186 | -33.8657 | 151.2082 | 1 | CS | 1 | Standard
6528 | 1444 | 1001319971 | SY51183 | -33.8657 | 151.2082 | 1 | CS | 1 | Standard
6529 | 1416 | 1001319109 | SY51158 | -33.8656 | 151.208 | 1 | CS | 1 | Standard
6530 | 1440 | 1001319966 | SY51179 | -33.8657 | 151.2081 | 1 | CS | 1 | Standard
6531 | 1420 | 1001319114 | SY51162 | -33.8656 | 151.208 | 1 | CS | 2 | Standard
6532 | 1431 | 1001331606 | SY51172 | -33.8656 | 151.208 | 1 | CS | 1 | Standard
6533 | 1435 | 1001319956 | SY51174 | -33.8657 | 151.208 | 1 | CS | 2 | Standard
6534 | 1436 | 1001319961 | SY51175 | -33.8657 | 151.208 | 1 | CS | 1 | Standard
6535 | 1451 | 1001319981 | SY51188 | -33.8657 | 151.2084 | 1 | CS | 2 | Standard
6536 | 1467 | 1001321043 | SY51576 | -33.8658 | 151.2074 | 1 | CS | 2 | Standard
6537 | 1493 | 1001321049 | SY51597 | -33.8659 | 151.2074 | 1 | CS | 1 | Standard
6538 | 1515 | 1001334120 | SY51614 | -33.866 | 151.2077 | 1 | CS | 1 | Standard
6539 | 1524 | 1001327356 | SY51620 | -33.866 | 151.2073 | 1 | CS | 1 | Standard
6540 | 1532 | 1001327362 | SY51626 | -33.866 | 151.2073 | 1 | CS | 1 | Standard
6541 | 1543 | 1001327368 | SY51635 | -33.8661 | 151.2073 | 1 | CS | 1 | Standard
6542 | 1424 | 1001321135 | SY51165 | -33.8657 | 151.2065 | 1 | CS | 1 | Standard
6543 | 1503 | 1001413443 | SY51605 | -33.8659 | 151.2073 | 1 | CS | 1 | Standard
6544 | 1518 | 1001329584 | SY51616 | -33.866 | 151.2071 | 1 | CS | 1 | Standard
6545 | 1506 | 1001329580 | SY51607 | -33.866 | 151.2071 | 1 | CS | 1 | Standard
6546 | 1553 | 1001334128 | SY51643 | -33.8662 | 151.2073 | 1 | CS | 2 | Standard
6547 | 515290 | 1001329604 | SY52741 | -33.8661 | 151.2071 | 1 | CS | 1 | Standard
6548 | 1557 | 1001413445 | SY51647 | -33.8662 | 151.2072 | 1 | CS | 1 | Standard
6549 | 515292 | 1001329614 | SY52743 | -33.8662 | 151.2071 | 1 | CS | 1 | Standard
6550 | 1550136 | 1001319785 | SY56377 | -33.8659 | 151.2063 | 1 | CS | 1 | Standard
6551 | 1535 | 1001321140 | SY51629 | -33.8661 | 151.2064 | 1 | CS | 2 | Standard
6552 | 1550 | 1001325162 | SY51641 | -33.8662 | 151.2064 | 1 | CS | 1 | Standard
6553 | 1563 | 1001325167 | SY51652 | -33.8662 | 151.2064 | 1 | CS | 2 | Standard
6554 | 1469 | 1001327918 | SY51577 | -33.8657 | 151.2101 | 1 | CS | 3 | Standard
6555 | 1497 | 1001327923 | SY51600 | -33.8659 | 151.21 | 1 | CS | 2 | Standard
6556 | 77398270 | 1001701931 | SY27465 | -33.8659 | 151.21 | 1 | CS | 3 | Standard
6557 | 1509 | 1001327964 | SY51609 | -33.8659 | 151.2099 | 1 | CS | 2 | Standard
6558 | 1511 | 1001329379 | SY51611 | -33.866 | 151.2099 | 1 | CS | 1 | Standard
6559 | 1530 | 1001329391 | SY51625 | -33.8661 | 151.2098 | 1 | CS | 1 | Standard
6560 | 1501 | 1001327953 | SY51603 | -33.8659 | 151.2094 | 1 | CS | 1 | Standard
6561 | 1513 | 1001327969 | SY51613 | -33.866 | 151.2096 | 1 | CS | 1 | Standard
6562 | 1508 | 1001327959 | SY51608 | -33.866 | 151.2095 | 1 | CS | 1 | Standard
6563 | 1527 | 1001329387 | SY51622 | -33.8661 | 151.2094 | 1 | CS | 2 | Standard
6564 | 1536 | 1001331112 | SY51630 | -33.8661 | 151.2095 | 1 | CS | 3 | Standard
6565 | 1430 | 1001327778 | SY51171 | -33.8657 | 151.2088 | 1 | CS | 2 | Standard
6566 | 117497755 | 1001319138 | SY51195 | -33.8655 | 151.2091 | 1 | CS | 2 | Standard
6567 | 1406 | 1001327773 | SY51150 | -33.8656 | 151.209 | 1 | CS | 1 | Standard
6568 | 1413 | 1001319104 | SY51155 | -33.8656 | 151.2091 | 1 | CS | 3 | Standard
6569 | 1452 | 1001319124 | SY51189 | -33.8657 | 151.209 | 1 | CS | 1 | Standard
6570 | 1439 | 1001327783 | SY51178 | -33.8657 | 151.2089 | 1 | CS | 1 | Standard
6571 | 1472 | 1001327943 | SY51580 | -33.8658 | 151.209 | 1 | CS | 4 | Standard
6572 | 1442 | 1001327938 | SY51181 | -33.8657 | 151.2091 | 1 | CS | 2 | Standard
6573 | 1090676 | 1001327973 | SY51225 | -33.8657 | 151.2091 | 1 | CS | 2 | Standard
6574 | 1490 | 1001333725 | SY51595 | -33.8658 | 151.2091 | 1 | CS | 2 | Standard
6575 | 1477 | 1001319134 | SY51584 | -33.8658 | 151.2088 | 1 | CS | 2 | Standard
6576 | 1479 | 1001334058 | SY51585 | -33.8658 | 151.2089 | 1 | CS | 2 | Standard
6577 | 1494 | 1001329369 | SY51598 | -33.8659 | 151.2089 | 1 | CS | 2 | Standard
6578 | 1489 | 1001327949 | SY51594 | -33.8658 | 151.2092 | 1 | CS | 1 | Standard
6579 | 1512 | 1001329384 | SY51612 | -33.8659 | 151.2091 | 1 | CS | 2 | Standard
6580 | 1443 | 1001319119 | SY51182 | -33.8657 | 151.2086 | 1 | CS | 1 | Standard
6581 | 1465 | 1001331152 | SY51574 | -33.8657 | 151.2085 | 1 | CS | 1 | Standard
6582 | 1502 | 1001329515 | SY51604 | -33.8659 | 151.2086 | 1 | CS | 1 | Standard
6583 | 38654 | 1001334123 | SY52726 | -33.8657 | 151.2087 | 1 | CS | 2 | Standard
6584 | 1464 | 1001334171 | SY51573 | -33.8657 | 151.2086 | 1 | CS | 1 | Standard
6585 | 1473 | 1001323784 | SY51581 | -33.8658 | 151.2086 | 1 | CS | 2 | Standard
6586 | 1470 | 1001319129 | SY51578 | -33.8657 | 151.2088 | 1 | CS | 2 | Standard
6587 | 1474 | 1001334054 | SY51582 | -33.8658 | 151.2088 | 1 | CS | 2 | Standard
6588 | 1483 | 1001329364 | SY51589 | -33.8658 | 151.2088 | 1 | CS | 1 | Standard
6589 | 1505 | 1001329374 | SY51606 | -33.8659 | 151.2087 | 1 | CS | 1 | Standard
6590 | 1486 | 1001323789 | SY51591 | -33.8658 | 151.2086 | 1 | CS | 2 | Standard
6591 | 1481 | 1001334062 | SY51587 | -33.8658 | 151.2087 | 1 | CS | 2 | Standard
6592 | 1538 | 1001329396 | SY51632 | -33.8661 | 151.2087 | 1 | CS | 1 | Standard
6593 | 1549 | 1001329402 | SY51640 | -33.8661 | 151.2087 | 1 | CS | 2 | Standard
6594 | 1526 | 1001329520 | SY51621 | -33.866 | 151.2085 | 1 | CS | 2 | Standard
6595 | 1544 | 1001329525 | SY51636 | -33.8661 | 151.2085 | 1 | CS | 1 | Standard
6596 | 1564 | 1001329530 | SY51653 | -33.8662 | 151.2085 | 1 | CS | 1 | Standard
6597 | 1566 | 1001329411 | SY51655 | -33.8662 | 151.2087 | 1 | CS | 1 | Standard
6598 | 1570 | 1001333737 | SY51658 | -33.8662 | 151.2086 | 1 | CS | 1 | Standard
6599 | 1600 | 1001327605 | SY51682 | -33.8663 | 151.2087 | 1 | CS | 1 | Standard
6600 | 1643 | 1001333750 | SY51718 | -33.8665 | 151.2087 | 1 | CS | 1 | Standard
6601 | 1030560 | 1001327620 | SY52818 | -33.8664 | 151.2087 | 1 | CS | 1 | Standard
6602 | 1605 | 1001333746 | SY51687 | -33.8663 | 151.2086 | 1 | CS | 1 | Standard
6603 | 1576 | 1001333741 | SY51663 | -33.8663 | 151.2085 | 1 | CS | 2 | Standard
6604 | 1611 | 1001329535 | SY51692 | -33.8664 | 151.2085 | 1 | CS | 1 | Standard
6605 | 1635 | 1001334084 | SY51710 | -33.8665 | 151.2086 | 1 | CS | 2 | Standard
6606 | 1668 | 1001329540 | SY51734 | -33.8666 | 151.2085 | 1 | CS | 1 | Standard
6607 | 1678 | 1001331321 | SY51740 | -33.8666 | 151.2087 | 1 | CS | 2 | Standard
6608 | 1711 | 1001327610 | SY51765 | -33.8667 | 151.2086 | 1 | CS | 1 | Standard
6609 | 1721 | 1001327615 | SY51775 | -33.8667 | 151.2086 | 1 | CS | 1 | Standard
6610 | 1759 | 1001321895 | SY51796 | -33.8668 | 151.2086 | 1 | CS | 1 | Standard
6611 | 1733 | 1001332282 | SY51781 | -33.8668 | 151.2085 | 1 | CS | 2 | Standard
6612 | 1720 | 1001332272 | SY51774 | -33.8667 | 151.2085 | 1 | CS | 1 | Standard
6613 | 1722 | 1001332277 | SY51776 | -33.8667 | 151.2086 | 1 | CS | 2 | Standard
6614 | 1756 | 1001321890 | SY51794 | -33.8668 | 151.2086 | 1 | CS | 1 | Standard
6615 | 1783 | 1001319880 | SY51813 | -33.8669 | 151.2085 | 1 | CS | 2 | Standard
6616 | 1779 | 1001321851 | SY51811 | -33.8669 | 151.2085 | 1 | CS | 4 | Standard
6617 | 1791 | 1001321855 | SY51819 | -33.8669 | 151.2084 | 1 | CS | 1 | Standard
6618 | 1559 | 1001331132 | SY51649 | -33.8662 | 151.2098 | 1 | CS | 1 | Standard
6619 | 1545 | 1001333730 | SY51637 | -33.8661 | 151.2099 | 1 | CS | 3 | Standard
6620 | 1547 | 1001331127 | SY51638 | -33.8662 | 151.2097 | 1 | CS | 2 | Standard
6621 | 1554 | 1001329406 | SY51644 | -33.8662 | 151.2097 | 1 | CS | 2 | Standard
6622 | 1572 | 1001327469 | SY51660 | -33.8662 | 151.2098 | 1 | CS | 2 | Standard
6623 | 1584 | 1001327474 | SY51670 | -33.8663 | 151.2099 | 1 | CS | 2 | Standard
6624 | 1620 | 1001334283 | SY51700 | -33.8664 | 151.2099 | 1 | CS | 1 | Standard
6625 | 1568 | 1001331681 | SY51656 | -33.8662 | 151.21 | 1 | CS | 1 | Standard
6626 | 1596 | 1001321030 | SY51678 | -33.8663 | 151.21 | 1 | CS | 1 | Standard
6627 | 1560 | 1001334067 | SY51650 | -33.8662 | 151.2099 | 1 | CS | 2 | Standard
6628 | 1569 | 1001334071 | SY51657 | -33.8662 | 151.2101 | 1 | CS | 1 | Standard
6629 | 1612 | 1001323911 | SY51693 | -33.8664 | 151.2101 | 1 | CS | 1 | Standard
6630 | 1619 | 1001323927 | SY51699 | -33.8664 | 151.2101 | 1 | CS | 1 | Standard
6631 | 1646 | 1001321035 | SY51720 | -33.8665 | 151.21 | 1 | CS | 1 | Standard
6632 | 1649 | 1001321040 | SY51722 | -33.8665 | 151.2099 | 1 | CS | 2 | Standard
6633 | 1650 | 1001321045 | SY51723 | -33.8665 | 151.2101 | 1 | CS | 2 | Standard
6634 | 1673 | 1001329033 | SY51736 | -33.8666 | 151.2101 | 1 | CS | 1 | Standard
6635 | 1686 | 1001321048 | SY51746 | -33.8666 | 151.21 | 1 | CS | 2 | Standard
6636 | 1707 | 1001329038 | SY51763 | -33.8667 | 151.2101 | 1 | CS | 1 | Standard
6637 | 1755 | 1001329044 | SY51793 | -33.8668 | 151.21 | 1 | CS | 1 | Standard
6638 | 1772 | 1001329049 | SY51806 | -33.8669 | 151.21 | 1 | CS | 1 | Standard
6639 | 1670 | 1001334286 | SY51735 | -33.8666 | 151.2099 | 1 | CS | 2 | Standard
6640 | 1690 | 1001334289 | SY51750 | -33.8667 | 151.2099 | 1 | CS | 2 | Standard
6641 | 1753 | 1001334292 | SY51792 | -33.8668 | 151.2099 | 1 | CS | 2 | Standard
6642 | 1777 | 1001334298 | SY51810 | -33.8669 | 151.2099 | 1 | CS | 1 | Standard
6643 | 1768 | 1001334295 | SY51802 | -33.8669 | 151.2099 | 1 | CS | 2 | Standard
6644 | 1804 | 1001334301 | SY51825 | -33.867 | 151.2098 | 1 | CS | 1 | Standard
6645 | 1866 | 1001334307 | SY51860 | -33.8671 | 151.2098 | 1 | CS | 1 | Standard
6646 | 1876 | 1001334309 | SY51869 | -33.8672 | 151.2098 | 1 | CS | 1 | Standard
6647 | 1883 | 1001319894 | SY51873 | -33.8672 | 151.2099 | 1 | CS | 1 | Standard
6648 | 1889 | 1001319443 | SY51878 | -33.8672 | 151.2098 | 1 | CS | 1 | Standard
6649 | 1869 | 1001319884 | SY51863 | -33.8672 | 151.2094 | 1 | CS | 2 | Standard
6650 | 1848 | 1001319468 | SY51847 | -33.8671 | 151.2095 | 1 | CS | 1 | Standard
6651 | 1859 | 1001334304 | SY51854 | -33.8671 | 151.2095 | 1 | CS | 2 | Standard
6652 | 1872 | 1001319889 | SY51866 | -33.8672 | 151.2096 | 1 | CS | 2 | Standard
6653 | 1771 | 1001321054 | SY51805 | -33.8669 | 151.21 | 1 | CS | 2 | Standard
6654 | 1787 | 1001329054 | SY51816 | -33.8669 | 151.21 | 1 | CS | 2 | Standard
6655 | 1809 | 1001329059 | SY51828 | -33.867 | 151.21 | 1 | CS | 2 | Standard
6656 | 1908 | 1001329064 | SY51890 | -33.8673 | 151.21 | 1 | CS | 1 | Standard
6657 | 1963 | 1001319464 | SY51932 | -33.8675 | 151.2096 | 1 | CS | 1 | Standard
6658 | 1969 | 1001332175 | SY51936 | -33.8676 | 151.2096 | 1 | CS | 1 | Standard
6659 | 1964 | 1001332165 | SY51933 | -33.8675 | 151.2095 | 1 | CS | 1 | Standard
6660 | 1959 | 1001319458 | SY51928 | -33.8675 | 151.2095 | 1 | CS | 2 | Standard
6661 | 1955 | 1001319453 | SY51924 | -33.8675 | 151.2098 | 1 | CS | 2 | Standard
6662 | 1974 | 1001332447 | SY51941 | -33.8676 | 151.2097 | 1 | CS | 1 | Standard
6663 | 1970 | 1001329069 | SY51937 | -33.8676 | 151.2099 | 1 | CS | 1 | Standard
6664 | 2007 | 1001329074 | SY51960 | -33.8676 | 151.2099 | 1 | CS | 1 | Standard
6665 | 1992 | 1001332420 | SY51949 | -33.8676 | 151.2099 | 1 | CS | 1 | Standard
6666 | 2044 | 1001321079 | SY51991 | -33.8678 | 151.2098 | 1 | CS | 3 | Standard
6667 | 1800 | 1001321865 | SY51823 | -33.867 | 151.2084 | 1 | CS | 1 | Standard
6668 | 1805 | 1001331446 | SY51826 | -33.867 | 151.2086 | 1 | CS | 1 | Standard
6669 | 1815 | 1001331451 | SY51831 | -33.867 | 151.2086 | 1 | CS | 1 | Standard
6670 | 1834 | 1001331456 | SY51837 | -33.8671 | 151.2086 | 1 | CS | 1 | Standard
6671 | 1893 | 1001331461 | SY51880 | -33.8672 | 151.2086 | 1 | CS | 1 | Standard
6672 | 1880 | 1001319595 | SY51872 | -33.8672 | 151.2084 | 1 | CS | 1 | Standard
6673 | 1901 | 1001334095 | SY51886 | -33.8673 | 151.2085 | 1 | CS | 2 | Standard
6674 | 1897 | 1001331466 | SY51883 | -33.8673 | 151.2086 | 1 | CS | 1 | Standard
6675 | 1837 | 1001332128 | SY51840 | -33.8671 | 151.209 | 1 | CS | 1 | Standard
6676 | 1850 | 1001331266 | SY51849 | -33.8671 | 151.2094 | 1 | CS | 2 | Standard
6677 | 1940 | 1001332123 | SY51914 | -33.8675 | 151.2091 | 1 | CS | 2 | Standard
6678 | 1957 | 1001332194 | SY51926 | -33.8675 | 151.2092 | 1 | CS | 1 | Standard
6679 | 1953 | 1001332189 | SY51923 | -33.8675 | 151.2091 | 1 | CS | 1 | Standard
6680 | 1973 | 1001319919 | SY51940 | -33.8676 | 151.2091 | 1 | CS | 1 | Standard
6681 | 1958 | 1001332200 | SY51927 | -33.8675 | 151.2093 | 1 | CS | 1 | Standard
6682 | 1951 | 1001319448 | SY51921 | -33.8675 | 151.2093 | 1 | CS | 1 | Standard
6683 | 1952 | 1001332184 | SY51922 | -33.8675 | 151.2092 | 1 | CS | 2 | Standard
6684 | 2061 | 1001332482 | SY52003 | -33.8678 | 151.2094 | 1 | CS | 1 | Standard
6685 | 2033 | 1001321073 | SY51982 | -33.8677 | 151.2091 | 1 | CS | 1 | Standard
6686 | 2042 | 1001332472 | SY51989 | -33.8677 | 151.2091 | 1 | CS | 2 | Standard
6687 | 2052 | 1001332477 | SY51997 | -33.8678 | 151.2091 | 1 | CS | 1 | Standard
6688 | 1925 | 1001319605 | SY51904 | -33.8675 | 151.2086 | 1 | CS | 1 | Standard
6689 | 1924 | 1001319600 | SY51903 | -33.8674 | 151.2084 | 1 | CS | 1 | Standard
6690 | 1930 | 1001319590 | SY51907 | -33.8675 | 151.2088 | 1 | CS | 1 | Standard
6691 | 1933 | 1001332113 | SY51910 | -33.8675 | 151.2089 | 1 | CS | 1 | Standard
6692 | 1944 | 1001332180 | SY51916 | -33.8675 | 151.2089 | 1 | CS | 1 | Standard
6693 | 1961 | 1001332160 | SY51930 | -33.8676 | 151.2089 | 1 | CS | 2 | Standard
6694 | 1927 | 1001319610 | SY51905 | -33.8675 | 151.2087 | 1 | CS | 1 | Standard
6695 | 1929 | 1001319615 | SY51906 | -33.8675 | 151.2087 | 1 | CS | 3 | Standard
6696 | 1938 | 1001332118 | SY51912 | -33.8675 | 151.2087 | 1 | CS | 1 | Standard
6697 | 1968 | 1001332170 | SY51935 | -33.8676 | 151.2087 | 1 | CS | 2 | Standard
6698 | 2019 | 1001321068 | SY51972 | -33.8677 | 151.2088 | 1 | CS | 1 | Standard
6699 | 575398 | 1001319639 | SY52790 | -33.8677 | 151.2087 | 1 | CS | 1 | Standard
6700 | 639807 | 1001319644 | SY52792 | -33.8677 | 151.2088 | 1 | CS | 1 | Standard
6701 | 2037 | 1001319634 | SY51986 | -33.8677 | 151.2088 | 1 | CS | 1 | Standard
6702 | 2036 | 1001332521 | SY51985 | -33.8677 | 151.2089 | 1 | CS | 1 | Standard
6703 | 2031 | 1001319625 | SY51980 | -33.8677 | 151.2087 | 1 | CS | 1 | Standard
6704 | 2035 | 1001319629 | SY51984 | -33.8677 | 151.2088 | 1 | CS | 2 | Standard
6705 | 2004 | 1001319925 | SY51957 | -33.8676 | 151.2084 | 1 | CS | 1 | Standard
6706 | 2010 | 1001332437 | SY51963 | -33.8676 | 151.2084 | 1 | CS | 1 | Standard
6707 | 2000 | 1001321059 | SY51953 | -33.8676 | 151.2085 | 1 | CS | 2 | Standard
6708 | 2025 | 1001332510 | SY51976 | -33.8677 | 151.2084 | 1 | CS | 1 | Standard
6709 | 2014 | 1001321063 | SY51967 | -33.8677 | 151.2085 | 1 | CS | 1 | Standard
6710 | 2023 | 1001332506 | SY51974 | -33.8677 | 151.2086 | 1 | CS | 1 | Standard
6711 | 2029 | 1001319620 | SY51979 | -33.8677 | 151.2085 | 1 | CS | 1 | Standard
6712 | 901740 | 1001334258 | SY52807 | -33.8663 | 151.2064 | 1 | CS | 2 | Standard
6713 | 1642 | 1001331486 | SY51717 | -33.8665 | 151.2067 | 1 | CS | 1 | Standard
6714 | 1640 | 1001321145 | SY51715 | -33.8665 | 151.2064 | 1 | CS | 2 | Standard
6715 | 515291 | 1001329609 | SY52742 | -33.8662 | 151.2071 | 1 | CS | 1 | Standard
6716 | 1588 | 1001327373 | SY51672 | -33.8663 | 151.2073 | 1 | CS | 1 | Standard
6717 | 1653 | 1001332298 | SY51726 | -33.8665 | 151.2073 | 1 | CS | 1 | Standard
6718 | 1613 | 1001332219 | SY51694 | -33.8664 | 151.2073 | 1 | CS | 1 | Standard
6719 | 1639 | 1001413446 | SY51714 | -33.8665 | 151.2072 | 1 | CS | 1 | Standard
6720 | 515293 | 1001329619 | SY52744 | -33.8663 | 151.2071 | 1 | CS | 1 | Standard
6721 | 515294 | 1001329625 | SY52745 | -33.8665 | 151.2071 | 1 | CS | 1 | Standard
6722 | 515296 | 1001329635 | SY52747 | -33.8666 | 151.2071 | 1 | CS | 1 | Standard
6723 | 515295 | 1001329629 | SY52746 | -33.8667 | 151.2071 | 1 | CS | 1 | Standard
6724 | 1712 | 1001332260 | SY51766 | -33.8667 | 151.2073 | 1 | CS | 2 | Standard
6725 | 515298 | 1001329639 | SY52749 | -33.8668 | 151.2071 | 1 | CS | 1 | Standard
6726 | 1788 | 1001413447 | SY51817 | -33.8669 | 151.2071 | 1 | CS | 2 | Standard
6727 | 515305 | 1001321164 | SY52755 | -33.8667 | 151.2064 | 1 | CS | 2 | Standard
6728 | 515302 | 1001331492 | SY52752 | -33.867 | 151.2067 | 1 | CS | 2 | Standard
6729 | 515301 | 1001321155 | SY52751 | -33.867 | 151.2066 | 1 | CS | 1 | Standard
6730 | 515303 | 1001321159 | SY52753 | -33.867 | 151.2063 | 1 | CS | 1 | Standard
6731 | 17239 | 1001334246 | SY52723 | -33.8665 | 151.2077 | 1 | CS | 2 | Standard
6732 | 1797 | 1001321860 | SY51822 | -33.867 | 151.2082 | 1 | CS | 1 | Standard
6733 | 1689 | 1001333327 | SY51749 | -33.8667 | 151.2077 | 1 | CS | 1 | Standard
6734 | 515308 | 1001323332 | SY52758 | -33.8666 | 151.2077 | 1 | CS | 1 | Standard
6735 | 515307 | 1001333331 | SY52757 | -33.8669 | 151.2076 | 1 | CS | 1 | Standard
6736 | 1757 | 1001334213 | SY51795 | -33.8668 | 151.2076 | 1 | CS | 1 | Standard
6737 | 1860 | 1001321875 | SY51855 | -33.8672 | 151.2076 | 1 | CS | 2 | Standard
6738 | 515306 | 1001327464 | SY52756 | -33.8671 | 151.2076 | 1 | CS | 1 | Standard
6739 | 1843 | 1001334234 | SY51845 | -33.8671 | 151.2075 | 1 | CS | 1 | Standard
6740 | 1875 | 1001321880 | SY51868 | -33.8672 | 151.2079 | 1 | CS | 2 | Standard
6741 | 1832 | 1001321870 | SY51836 | -33.8671 | 151.2082 | 1 | CS | 2 | Standard
6742 | 1884 | 1001321885 | SY51874 | -33.8672 | 151.2082 | 1 | CS | 1 | Standard
6743 | 2018 | 1001332498 | SY51971 | -33.8677 | 151.2083 | 1 | CS | 1 | Standard
6744 | 2028 | 1001332515 | SY51978 | -33.8677 | 151.2083 | 1 | CS | 2 | Standard
6745 | 2005 | 1001332429 | SY51958 | -33.8676 | 151.208 | 1 | CS | 1 | Standard
6746 | 2011 | 1001332442 | SY51964 | -33.8676 | 151.2081 | 1 | CS | 1 | Standard
6747 | 2503407 | 1001625433 | SY27285 | -33.8674 | 151.2075 | 9 | CS | 1 | Vault
6748 | 1922 | 1001327459 | SY51902 | -33.8674 | 151.2075 | 1 | CS | 2 | Standard
6749 | 1971 | 1001319915 | SY51938 | -33.8676 | 151.2076 | 1 | CS | 1 | Standard
6750 | 1989 | 1001332462 | SY51947 | -33.8676 | 151.2077 | 1 | CS | 1 | Standard
6751 | 1985 | 1001332457 | SY51945 | -33.8676 | 151.2076 | 1 | CS | 2 | Standard
6752 | 1962 | 1001319910 | SY51931 | -33.8675 | 151.2074 | 1 | CS | 2 | Standard
6753 | 1966 | 1001334103 | SY51934 | -33.8675 | 151.2074 | 1 | CS | 1 | Standard
6754 | 1980 | 1001332452 | SY51944 | -33.8676 | 151.2074 | 1 | CS | 3 | Standard
6755 | 2001 | 1001332424 | SY51954 | -33.8676 | 151.2079 | 1 | CS | 2 | Standard
6756 | 1841 | 1001334230 | SY51843 | -33.8671 | 151.2065 | 1 | CS | 1 | Standard
6757 | 1861 | 1001332145 | SY51856 | -33.8672 | 151.2066 | 1 | CS | 1 | Standard
6758 | 1855 | 1001332138 | SY51850 | -33.8671 | 151.2064 | 1 | CS | 1 | Standard
6759 | 515299 | 1001321149 | SY52750 | -33.8671 | 151.2067 | 1 | CS | 1 | Standard
6760 | 515287 | 1001329589 | SY52738 | -33.867 | 151.2068 | 1 | CS | 1 | Standard
6761 | 1870 | 1001323290 | SY51864 | -33.8672 | 151.2068 | 1 | CS | 3 | Standard
6762 | 515288 | 1001329594 | SY52739 | -33.867 | 151.2069 | 1 | CS | 2 | Standard
6763 | 515289 | 1001329599 | SY52740 | -33.867 | 151.207 | 1 | CS | 1 | Standard
6764 | 279116 | 1001413448 | SY52732 | -33.8671 | 151.2071 | 1 | CS | 2 | Standard
6765 | 1867 | 1001334243 | SY51861 | -33.8672 | 151.2071 | 1 | CS | 1 | Standard
6766 | 1856 | 1001334238 | SY51851 | -33.8672 | 151.2069 | 1 | CS | 1 | Standard
6767 | 1838 | 1001334227 | SY51841 | -33.8671 | 151.2069 | 1 | CS | 1 | Standard
6768 | 515297 | 1001323327 | SY52748 | -33.8671 | 151.2072 | 1 | CS | 2 | Standard
6769 | 1864 | 1001332103 | SY51858 | -33.8672 | 151.2072 | 1 | CS | 1 | Standard
6770 | 1210911 | 1001332989 | SY56337 | -33.8674 | 151.2072 | 1 | CS | 1 | Standard
6771 | 1877 | 1001323295 | SY51870 | -33.8672 | 151.207 | 1 | CS | 1 | Standard
6772 | 1915 | 1001323300 | SY51896 | -33.8674 | 151.207 | 1 | CS | 3 | Standard
6773 | 1936 | 1001319899 | SY51911 | -33.8675 | 151.2071 | 1 | CS | 1 | Standard
6774 | 515286 | 1001323322 | SY52737 | -33.8676 | 151.207 | 1 | CS | 1 | Standard
6775 | 1972 | 1001332312 | SY51939 | -33.8676 | 151.2073 | 1 | CS | 1 | Standard
6776 | 2022 | 1001319930 | SY51973 | -33.8677 | 151.2071 | 1 | CS | 2 | Standard
6777 | 2034 | 1001334272 | SY51983 | -33.8677 | 151.2069 | 1 | CS | 1 | Standard
6778 | 2016 | 1001332814 | SY51969 | -33.8677 | 151.2072 | 1 | CS | 1 | Standard
6779 | 515284 | 1001323317 | SY52736 | -33.8676 | 151.2064 | 1 | CS | 1 | Standard
6780 | 2012 | 1001334111 | SY51965 | -33.8676 | 151.2069 | 1 | CS | 1 | Standard
6781 | 515282 | 1001323312 | SY52735 | -33.8676 | 151.2067 | 1 | CS | 1 | Standard
6782 | 2038 | 1001334276 | SY51987 | -33.8677 | 151.2068 | 1 | CS | 3 | Standard
6783 | 2041 | 1001334280 | SY51988 | -33.8677 | 151.2065 | 1 | CS | 1 | Standard
6784 | 1891 | 1001331140 | SY53815 | -33.8672 | 151.2162 | 1 | CS | 2 | Standard
6785 | 2203 | 1001327968 | SY53832 | -33.8684 | 151.2188 | 1 | CS | 1 | Standard
6786 | 21495 | 1001329932 | SY53887 | -33.8683 | 151.2189 | 1 | CS | 2 | Standard
6787 | 2594 | 1001319029 | SY53925 | -33.8694 | 151.2217 | 1 | CS | 2 | Standard
6788 | 2624 | 1001319034 | SY53926 | -33.8695 | 151.2215 | 1 | CS | 1 | Standard
6789 | 2721 | 1001319039 | SY53932 | -33.8699 | 151.2214 | 1 | CS | 1 | Standard
6790 | 2795 | 1001319069 | SY53940 | -33.8702 | 151.2213 | 1 | CS | 1 | Standard
6791 | 2784 | 1001319064 | SY53939 | -33.8701 | 151.2209 | 1 | CS | 1 | Standard
6792 | 2756 | 1001319049 | SY53936 | -33.87 | 151.2203 | 1 | CS | 2 | Standard
6793 | 2746 | 1001319043 | SY53935 | -33.87 | 151.2201 | 1 | CS | 1 | Standard
6794 | 2768 | 1001327974 | SY53937 | -33.8701 | 151.2206 | 1 | CS | 1 | Standard
6795 | 2823 | 1001319054 | SY53941 | -33.8703 | 151.2201 | 1 | CS | 1 | Standard
6796 | 3208 | 1001329517 | SY53952 | -33.8716 | 151.2198 | 1 | CS | 1 | Standard
6797 | 3066 | 1001319059 | SY53861 | -33.871 | 151.2199 | 1 | CS | 1 | Standard
6798 | 3164 | 1001321949 | SY53951 | -33.8714 | 151.2198 | 1 | CS | 2 | Standard
6799 | 3289 | 1001327979 | SY53955 | -33.872 | 151.2187 | 1 | CS | 2 | Standard
6800 | 3357 | 1001327982 | SY53958 | -33.8723 | 151.2187 | 1 | CS | 1 | Standard
6801 | 3403 | 1001321954 | SY53959 | -33.8725 | 151.2186 | 1 | CS | 1 | Standard
6802 | 3342 | 1001329443 | SY53956 | -33.8723 | 151.2196 | 1 | CS | 1 | Standard
6803 | 3406 | 1001327989 | SY53960 | -33.8725 | 151.2196 | 1 | CS | 1 | Standard
6804 | 3524 | 1001327939 | SY53962 | -33.8729 | 151.2195 | 1 | CS | 1 | Standard
6805 | 3226 | 1001327934 | SY53953 | -33.8717 | 151.2164 | 1 | CS | 2 | Standard
6806 | 3652 | 1001329458 | SY53963 | -33.8735 | 151.2141 | 1 | CS | 2 | Standard
6807 | 2090 | 1001334167 | SY52024 | -33.8679 | 151.207 | 1 | CS | 2 | Standard
6808 | 2954277 | 1001810342 | SY27855 | -33.8681 | 151.207 | 1 | CS | 2 | Standard
6809 | 2112 | 1001323307 | SY52037 | -33.8681 | 151.2069 | 1 | CS | 1 | Standard
6810 | 2116 | 1001319439 | SY52041 | -33.8681 | 151.2071 | 1 | CS | 1 | Standard
6811 | 2132 | 1001332856 | SY52051 | -33.8681 | 151.2071 | 1 | CS | 1 | Standard
6812 | 2148 | 1001332822 | SY52058 | -33.8682 | 151.2071 | 1 | CS | 1 | Standard
6813 | 2131 | 1001332852 | SY52050 | -33.8681 | 151.2069 | 1 | CS | 1 | Standard
6814 | 2153 | 1001332860 | SY52062 | -33.8682 | 151.2069 | 1 | CS | 1 | Standard
6815 | 2102 | 1001332353 | SY52030 | -33.868 | 151.2085 | 1 | CS | 1 | Standard
6816 | 2176 | 1001332317 | SY52076 | -33.8683 | 151.2083 | 1 | CS | 1 | Standard
6817 | 2158 | 1001321083 | SY52065 | -33.8682 | 151.2084 | 1 | CS | 1 | Standard
6818 | 2169 | 1001334184 | SY52071 | -33.8683 | 151.2085 | 1 | CS | 2 | Standard
6819 | 2200 | 1001325697 | SY52092 | -33.8684 | 151.2083 | 1 | CS | 2 | Standard
6820 | 2204 | 1001334197 | SY52095 | -33.8684 | 151.2085 | 1 | CS | 2 | Standard
6821 | 2243 | 1001334199 | SY52121 | -33.8685 | 151.2084 | 1 | CS | 1 | Standard
6822 | 2213 | 1001332680 | SY52101 | -33.8684 | 151.2083 | 1 | CS | 1 | Standard
6823 | 2233 | 1001332686 | SY52114 | -33.8685 | 151.2083 | 1 | CS | 2 | Standard
6824 | 2250 | 1001332690 | SY52125 | -33.8686 | 151.2083 | 1 | CS | 1 | Standard
6825 | 2207133 | 1001535130 | SY26732 | -33.8688 | 151.2084 | 1 | CS | 2 | Standard
6826 | 2266 | 1001332694 | SY52137 | -33.8687 | 151.2083 | 1 | CS | 2 | Standard
6827 | 2344 | 1001332676 | SY52194 | -33.8688 | 151.2082 | 1 | CS | 2 | Standard
6828 | 2333 | 1001332672 | SY52186 | -33.8688 | 151.2081 | 1 | CS | 2 | Standard
6829 | 2273 | 1001334203 | SY52142 | -33.8687 | 151.2084 | 1 | CS | 1 | Standard
6830 | 2304 | 1001321088 | SY52164 | -33.8687 | 151.2084 | 1 | CS | 2 | Standard
6831 | 2397 | 1001319604 | SY52235 | -33.8689 | 151.2084 | 1 | CS | 1 | Standard
6832 | 553928 | 1001321166 | SY52779 | -33.8689 | 151.2083 | 1 | CS | 2 | Standard
6833 | 2383 | 1001327171 | SY52225 | -33.8688 | 151.2085 | 1 | CS | 1 | Standard
6834 | 2386 | 1001327176 | SY52227 | -33.8689 | 151.2086 | 1 | CS | 1 | Standard
6835 | 2432 | 1001319107 | SY52259 | -33.869 | 151.2084 | 1 | CS | 1 | Standard
6836 | 2440 | 1001319112 | SY52264 | -33.869 | 151.2084 | 1 | CS | 1 | Standard
6837 | 2423 | 1001319097 | SY52253 | -33.8689 | 151.2081 | 1 | CS | 1 | Standard
6838 | 2414 | 1001331827 | SY52248 | -33.8689 | 151.2083 | 1 | CS | 2 | Standard
6839 | 2406 | 1001325737 | SY52241 | -33.8689 | 151.2082 | 1 | CS | 1 | Standard
6840 | 2428 | 1001319102 | SY52256 | -33.8689 | 151.2082 | 1 | CS | 1 | Standard
6841 | 2327 | 1001332668 | SY52183 | -33.8687 | 151.2076 | 1 | CS | 2 | Standard
6842 | 2359 | 1001319599 | SY52207 | -33.8688 | 151.2076 | 1 | CS | 1 | Standard
6843 | 2350 | 1001319201 | SY52199 | -33.8688 | 151.2075 | 1 | CS | 3 | Standard
6844 | 2380 | 1001325722 | SY52222 | -33.8688 | 151.2076 | 1 | CS | 1 | Standard
6845 | 2409 | 1001319087 | SY52244 | -33.8689 | 151.2078 | 1 | CS | 1 | Standard
6846 | 2417 | 1001319092 | SY52249 | -33.8689 | 151.208 | 1 | CS | 1 | Standard
6847 | 2399 | 1001331818 | SY52236 | -33.8689 | 151.2075 | 1 | CS | 2 | Standard
6848 | 2401 | 1001331822 | SY52238 | -33.8689 | 151.2076 | 1 | CS | 1 | Standard
6849 | 2388 | 1001325727 | SY52229 | -33.8689 | 151.2077 | 1 | CS | 1 | Standard
6850 | 2280 | 1001332867 | SY52147 | -33.8686 | 151.2069 | 1 | CS | 1 | Standard
6851 | 2272 | 1001332830 | SY52141 | -33.8686 | 151.2065 | 1 | CS | 1 | Standard
6852 | 751455 | 1001331902 | SY52801 | -33.8682 | 151.2071 | 1 | CS | 2 | Standard
6853 | 2178 | 1001332650 | SY52078 | -33.8683 | 151.2071 | 1 | CS | 2 | Standard
6854 | 2202 | 1001332653 | SY52094 | -33.8684 | 151.2071 | 1 | CS | 1 | Standard
6855 | 2238 | 1001319449 | SY52116 | -33.8685 | 151.207 | 1 | CS | 1 | Standard
6856 | 2218 | 1001319444 | SY52105 | -33.8684 | 151.207 | 1 | CS | 3 | Standard
6857 | 2241 | 1001332656 | SY52119 | -33.8685 | 151.2071 | 1 | CS | 1 | Standard
6858 | 2291 | 1001332660 | SY52155 | -33.8687 | 151.2071 | 1 | CS | 2 | Standard
6859 | 2309 | 1001319454 | SY52168 | -33.8687 | 151.207 | 1 | CS | 2 | Standard
6860 | 2298 | 1001332664 | SY52161 | -33.8687 | 151.2072 | 1 | CS | 2 | Standard
6861 | 2529172 | 1001787214 | SY27658 | -33.8688 | 151.2072 | 1 | CS | 2 | Standard
6862 | 450873 | 1001331932 | SY52734 | -33.8688 | 151.2072 | 1 | CS | 2 | Standard
6863 | 2377 | 1001332841 | SY52220 | -33.8688 | 151.2072 | 1 | CS | 2 | Standard
6864 | 2358 | 1001325707 | SY52206 | -33.8688 | 151.207 | 1 | CS | 1 | Standard
6865 | 2360 | 1001325712 | SY52208 | -33.8688 | 151.2071 | 1 | CS | 1 | Standard
6866 | 2373 | 1001332837 | SY52218 | -33.8688 | 151.2071 | 1 | CS | 1 | Standard
6867 | 2369 | 1001325717 | SY52215 | -33.8688 | 151.2073 | 1 | CS | 2 | Standard
6868 | 2385 | 1001332845 | SY52226 | -33.8689 | 151.2073 | 1 | CS | 3 | Standard
6869 | 2392 | 1001327205 | SY52232 | -33.8689 | 151.2075 | 1 | CS | 2 | Standard
6870 | 2039656 | 1001538183 | SY26743 | -33.869 | 151.207 | 1 | CS | 2 | Standard
6871 | 2404 | 1001325732 | SY52239 | -33.8689 | 151.207 | 1 | CS | 2 | Standard
6872 | 2433 | 1001327201 | SY52260 | -33.869 | 151.207 | 1 | CS | 1 | Standard
6873 | 1507195 | 1001323708 | SY56368 | -33.8691 | 151.2071 | 1 | CS | 2 | Standard
6874 | 2332 | 1001319969 | SY52185 | -33.8687 | 151.2066 | 1 | CS | 2 | Standard
6875 | 2348 | 1001332428 | SY52197 | -33.8688 | 151.2066 | 1 | CS | 1 | Standard
6876 | 2352 | 1001332433 | SY52200 | -33.8688 | 151.2067 | 1 | CS | 1 | Standard
6877 | 2339 | 1001332408 | SY52189 | -33.8688 | 151.2064 | 1 | CS | 2 | Standard
6878 | 2345 | 1001332423 | SY52195 | -33.8688 | 151.2065 | 1 | CS | 1 | Standard
6879 | 2307 | 1001319594 | SY52166 | -33.8687 | 151.2068 | 1 | CS | 3 | Standard
6880 | 2353 | 1001319979 | SY52201 | -33.8688 | 151.2069 | 1 | CS | 2 | Standard
6881 | 2362 | 1001332833 | SY52210 | -33.8688 | 151.2068 | 1 | CS | 1 | Standard
6882 | 446579 | 1001331927 | SY52733 | -33.8688 | 151.2068 | 1 | CS | 2 | Standard
6883 | 2342 | 1001319974 | SY52192 | -33.8688 | 151.2068 | 1 | CS | 2 | Standard
6884 | 2462 | 1001332448 | SY52282 | -33.869 | 151.2068 | 1 | CS | 2 | Standard
6885 | 2081 | 1001319151 | SY52017 | -33.8679 | 151.2103 | 1 | CS | 1 | Standard
6886 | 2047 | 1001319797 | SY51993 | -33.8677 | 151.2105 | 1 | CS | 3 | Standard
6887 | 2080 | 1001332415 | SY52016 | -33.8679 | 151.2105 | 1 | CS | 1 | Standard
6888 | 2078 | 1001332492 | SY52014 | -33.8678 | 151.2103 | 1 | CS | 2 | Standard
6889 | 2082 | 1001319157 | SY52018 | -33.8679 | 151.2104 | 1 | CS | 3 | Standard
6890 | 2107 | 1001319162 | SY52033 | -33.868 | 151.2105 | 1 | CS | 3 | Standard
6891 | 2076 | 1001329084 | SY52013 | -33.8678 | 151.2099 | 1 | CS | 1 | Standard
6892 | 2070 | 1001329079 | SY52008 | -33.8678 | 151.2097 | 1 | CS | 1 | Standard
6893 | 691335 | 1001331897 | SY52798 | -33.8678 | 151.2098 | 1 | CS | 2 | Standard
6894 | 523879 | 1001329134 | SY52770 | -33.868 | 151.2097 | 1 | CS | 2 | Standard
6895 | 2113 | 1001329089 | SY52038 | -33.8681 | 151.2099 | 1 | CS | 1 | Standard
6896 | 523880 | 1001329139 | SY52771 | -33.868 | 151.2099 | 1 | CS | 2 | Standard
6897 | 2114 | 1001332358 | SY52039 | -33.868 | 151.2097 | 1 | CS | 1 | Standard
6898 | 523878 | 1001329129 | SY52769 | -33.868 | 151.2097 | 1 | CS | 1 | Standard
6899 | 2159 | 1001329094 | SY52066 | -33.8682 | 151.2099 | 1 | CS | 2 | Standard
6900 | 2211 | 1001329104 | SY52099 | -33.8684 | 151.2098 | 1 | CS | 1 | Standard
6901 | 2183 | 1001329099 | SY52082 | -33.8683 | 151.2099 | 1 | CS | 1 | Standard
6902 | 2192 | 1001332338 | SY52088 | -33.8683 | 151.2095 | 1 | CS | 1 | Standard
6903 | 523877 | 1001329124 | SY52768 | -33.8683 | 151.2097 | 1 | CS | 1 | Standard
6904 | 523876 | 1001329119 | SY52767 | -33.8685 | 151.2097 | 1 | CS | 3 | Standard
6905 | 2134 | 1001325029 | SY52052 | -33.8681 | 151.2104 | 1 | CS | 1 | Standard
6906 | 2162 | 1001325034 | SY52068 | -33.8682 | 151.2104 | 1 | CS | 1 | Standard
6907 | 2179 | 1001319166 | SY52079 | -33.8683 | 151.2104 | 1 | CS | 1 | Standard
6908 | 2198 | 1001319171 | SY52091 | -33.8684 | 151.2104 | 1 | CS | 1 | Standard
6909 | 2194 | 1001325039 | SY52089 | -33.8683 | 151.2104 | 1 | CS | 2 | Standard
6910 | 2224 | 1001325044 | SY52109 | -33.8685 | 151.2104 | 1 | CS | 1 | Standard
6911 | 2222 | 1001319191 | SY52107 | -33.8684 | 151.2104 | 1 | CS | 2 | Standard
6912 | 2223 | 1001332396 | SY52108 | -33.8684 | 151.2103 | 1 | CS | 1 | Standard
6913 | 2227 | 1001332401 | SY52111 | -33.8685 | 151.2104 | 1 | Not CS | 0 | Standard
6914 | 2235 | 1001325049 | SY52115 | -33.8685 | 151.2104 | 1 | CS | 2 | Standard
6915 | 2242 | 1001325054 | SY52120 | -33.8685 | 151.2104 | 1 | CS | 1 | Standard
6916 | 2252 | 1001319196 | SY52126 | -33.8686 | 151.2104 | 1 | CS | 3 | Standard
6917 | 2338 | 1001325060 | SY52188 | -33.8688 | 151.2103 | 1 | CS | 1 | Standard
6918 | 2361 | 1001325080 | SY52209 | -33.8688 | 151.2106 | 1 | CS | 1 | Standard
6919 | 2400 | 1001325085 | SY52237 | -33.8689 | 151.2106 | 1 | CS | 1 | Standard
6920 | 2427 | 1001329899 | SY52255 | -33.869 | 151.2106 | 1 | CS | 1 | Standard
6921 | 2405 | 1001319212 | SY52240 | -33.8689 | 151.2104 | 1 | CS | 3 | Standard
6922 | 2410 | 1001325064 | SY52245 | -33.8689 | 151.2103 | 1 | CS | 1 | Standard
6923 | 523875 | 1001329114 | SY52766 | -33.8686 | 151.2096 | 1 | CS | 1 | Standard
6924 | 2292 | 1001332382 | SY52156 | -33.8687 | 151.2098 | 1 | CS | 2 | Standard
6925 | 2381 | 1001329889 | SY52223 | -33.8688 | 151.2098 | 1 | CS | 3 | Standard
6926 | 2441 | 1001329109 | SY52265 | -33.869 | 151.2096 | 1 | CS | 1 | Standard
6927 | 2435 | 1001319478 | SY52261 | -33.869 | 151.2095 | 1 | CS | 2 | Standard
6928 | 914624 | 1001333706 | SY52808 | -33.8682 | 151.2089 | 1 | CS | 2 | Standard
6929 | 2175 | 1001332363 | SY52075 | -33.8683 | 151.209 | 1 | CS | 1 | Standard
6930 | 2174 | 1001334193 | SY52074 | -33.8683 | 151.2088 | 1 | CS | 1 | Standard
6931 | 2168 | 1001334182 | SY52070 | -33.8683 | 151.2087 | 1 | CS | 1 | Standard
6932 | 2173 | 1001334188 | SY52073 | -33.8683 | 151.2088 | 1 | CS | 2 | Standard
6933 | 2182 | 1001332328 | SY52081 | -33.8683 | 151.2092 | 1 | CS | 1 | Standard
6934 | 2187 | 1001332333 | SY52085 | -33.8683 | 151.2093 | 1 | CS | 1 | Standard
6935 | 2429 | 1001319473 | SY52257 | -33.869 | 151.2094 | 1 | CS | 1 | Standard
6936 | 2407 | 1001319609 | SY52242 | -33.8689 | 151.2092 | 1 | CS | 2 | Standard
6937 | 2436 | 1001319614 | SY52262 | -33.869 | 151.2091 | 1 | CS | 3 | Standard
6938 | 2411 | 1001327186 | SY52246 | -33.8689 | 151.209 | 1 | CS | 1 | Standard
6939 | 2439 | 1001319619 | SY52263 | -33.869 | 151.2092 | 1 | CS | 3 | Standard
6940 | 523869 | 1001319488 | SY52760 | -33.8689 | 151.2092 | 1 | CS | 1 | Standard
6941 | 523868 | 1001319483 | SY52759 | -33.8689 | 151.2093 | 1 | CS | 1 | Standard
6942 | 2412 | 1001327191 | SY52247 | -33.8689 | 151.209 | 1 | CS | 1 | Standard
6943 | 2419 | 1001327196 | SY52251 | -33.8689 | 151.2091 | 1 | CS | 1 | Standard
6944 | 2395 | 1001327181 | SY52234 | -33.8689 | 151.2087 | 1 | CS | 1 | Standard
6945 | 2449 | 1001319121 | SY52271 | -33.869 | 151.2087 | 1 | CS | 1 | Standard
6946 | 2452 | 1001319126 | SY52274 | -33.869 | 151.2088 | 1 | CS | 1 | Standard
6947 | 2447 | 1001319116 | SY52269 | -33.869 | 151.2087 | 1 | CS | 2 | Standard
6948 | 2954272 | 1001740926 | SY27638 | -33.869 | 151.209 | 9 | CS | 1 | Vault
6949 | 2463 | 1001319137 | SY52283 | -33.869 | 151.2089 | 1 | CS | 1 | Standard
6950 | 2484 | 1001319156 | SY52297 | -33.8691 | 151.2092 | 1 | CS | 1 | Standard
6951 | 2470 | 1001319142 | SY52287 | -33.8691 | 151.2091 | 1 | CS | 2 | Standard
6952 | 2474 | 1001319147 | SY52289 | -33.8691 | 151.2091 | 1 | CS | 3 | Standard
6953 | 2477 | 1001319152 | SY52291 | -33.8691 | 151.2091 | 1 | CS | 1 | Standard
6954 | 2501 | 1001331793 | SY52307 | -33.8691 | 151.2095 | 1 | CS | 1 | Standard
6955 | 2503 | 1001329938 | SY52308 | -33.8691 | 151.2095 | 1 | CS | 1 | Standard
6956 | 566812 | 1001329958 | SY52787 | -33.8691 | 151.2096 | 1 | CS | 1 | Standard
6957 | 2508 | 1001329943 | SY52312 | -33.8691 | 151.2096 | 1 | CS | 1 | Standard
6958 | 2536 | 1001329948 | SY52330 | -33.8692 | 151.2096 | 1 | CS | 1 | Standard
6959 | 2586 | 1001329953 | SY52359 | -33.8694 | 151.2095 | 1 | CS | 1 | Standard
6960 | 2601 | 1001327167 | SY52368 | -33.8694 | 151.2095 | 1 | CS | 2 | Standard
6961 | 2659 | 1001331595 | SY52397 | -33.8697 | 151.2095 | 1 | CS | 1 | Standard
6962 | 2690 | 1001331600 | SY52417 | -33.8697 | 151.2095 | 1 | CS | 3 | Standard
6963 | 2851216 | 1001787215 | SY27657 | -33.8691 | 151.2096 | 1 | CS | 2 | Standard
6964 | 2465 | 1001319624 | SY52285 | -33.8691 | 151.2098 | 1 | CS | 1 | Standard
6965 | 2444 | 1001329894 | SY52268 | -33.869 | 151.2098 | 1 | CS | 2 | Standard
6966 | 2464 | 1001329963 | SY52284 | -33.8691 | 151.2101 | 1 | CS | 1 | Standard
6967 | 2459 | 1001329933 | SY52279 | -33.869 | 151.2099 | 1 | CS | 2 | Standard
6968 | 2458 | 1001329929 | SY52278 | -33.869 | 151.2099 | 1 | CS | 1 | Standard
6969 | 2456 | 1001329924 | SY52276 | -33.869 | 151.2098 | 1 | CS | 1 | Standard
6970 | 2450 | 1001329919 | SY52272 | -33.869 | 151.2098 | 1 | CS | 1 | Standard
6971 | 2504 | 1001333602 | SY52309 | -33.8691 | 151.2098 | 1 | Not CS | 0 | Standard
6972 | 2488 | 1001319237 | SY52301 | -33.8691 | 151.21 | 1 | CS | 3 | Standard
6973 | 2541 | 1001321365 | SY52334 | -33.8692 | 151.2101 | 1 | CS | 2 | Standard
6974 | 2510 | 1001319630 | SY52314 | -33.8691 | 151.2097 | 1 | CS | 3 | Standard
6975 | 2207121 | 1001333606 | SY52321 | -33.8692 | 151.2097 | 1 | CS | 2 | Standard
6976 | 2468 | 1001329968 | SY52286 | -33.8691 | 151.2101 | 1 | CS | 1 | Standard
6977 | 2499 | 1001329910 | SY52306 | -33.8691 | 151.2106 | 1 | CS | 1 | Standard
6978 | 2506 | 1001329915 | SY52311 | -33.8691 | 151.2106 | 1 | CS | 1 | Standard
6979 | 2147015 | 1001333610 | SY52328 | -33.8692 | 151.2105 | 1 | CS | 1 | Standard
6980 | 2558 | 1001333619 | SY52344 | -33.8693 | 151.2105 | 1 | CS | 1 | Standard
6981 | 2486 | 1001331838 | SY52299 | -33.8691 | 151.2103 | 1 | CS | 1 | Standard
6982 | 2490 | 1001319242 | SY52303 | -33.8691 | 151.2103 | 1 | CS | 2 | Standard
6983 | 2480 | 1001329904 | SY52293 | -33.8691 | 151.2103 | 1 | CS | 1 | Standard
6984 | 2519 | 1001319252 | SY52320 | -33.8692 | 151.2103 | 1 | CS | 3 | Standard
6985 | 2505 | 1001319247 | SY52310 | -33.8691 | 151.2103 | 1 | CS | 2 | Standard
6986 | 2551 | 1001321370 | SY52339 | -33.8692 | 151.2103 | 1 | CS | 2 | Standard
6987 | 2538 | 1001333615 | SY52331 | -33.8692 | 151.2103 | 1 | CS | 4 | Standard
6988 | 2585 | 1001321375 | SY52358 | -33.8694 | 151.2103 | 1 | CS | 1 | Standard
6989 | 2043957 | 1001333627 | SY52391 | -33.8697 | 151.2104 | 1 | CS | 3 | Standard
6990 | 2625 | 1001329288 | SY52378 | -33.8695 | 151.2104 | 1 | CS | 3 | Standard
6991 | 2674 | 1001329293 | SY52406 | -33.8697 | 151.2104 | 1 | CS | 3 | Standard
6992 | 2632 | 1001321380 | SY52381 | -33.8696 | 151.2102 | 1 | CS | 2 | Standard
6993 | 2654 | 1001321385 | SY52392 | -33.8697 | 151.2102 | 1 | CS | 1 | Standard
6994 | 2668 | 1001321336 | SY52402 | -33.8697 | 151.2102 | 1 | CS | 1 | Standard
6995 | 2673 | 1001321341 | SY52405 | -33.8697 | 151.2102 | 1 | CS | 1 | Standard
6996 | 2597 | 1001333622 | SY52365 | -33.8694 | 151.2097 | 1 | CS | 2 | Standard
6997 | 2589 | 1001332381 | SY52360 | -33.8694 | 151.2097 | 1 | CS | 2 | Standard
6998 | 2595 | 1001319636 | SY52363 | -33.8694 | 151.2097 | 1 | CS | 2 | Standard
6999 | 2655 | 1001319641 | SY52393 | -33.8697 | 151.2097 | 1 | CS | 2 | Standard
7000 | 2617 | 1001332389 | SY52373 | -33.8696 | 151.2097 | 1 | CS | 2 | Standard
7001 | 2736 | 1001333635 | SY52438 | -33.87 | 151.2096 | 1 | CS | 2 | Standard
7002 | 2722 | 1001333631 | SY52432 | -33.8698 | 151.2097 | 1 | CS | 2 | Standard
7003 | 2775 | 1001333639 | SY52459 | -33.8701 | 151.2096 | 1 | CS | 1 | Standard
7004 | 2723 | 1001331851 | SY52433 | -33.8699 | 151.2104 | 1 | CS | 2 | Standard
7005 | 2254355 | 1001331787 | SY52444 | -33.87 | 151.2102 | 1 | CS | 3 | Standard
7006 | 2742 | 1001321346 | SY52442 | -33.87 | 151.2102 | 1 | CS | 2 | Standard
7007 | 2760 | 1001321351 | SY52450 | -33.8701 | 151.2102 | 1 | CS | 1 | Standard
7008 | 2783 | 1001321356 | SY52462 | -33.8701 | 151.2102 | 1 | CS | 1 | Standard
7009 | 2792 | 1001333643 | SY52467 | -33.8702 | 151.2102 | 1 | CS | 1 | Standard
7010 | 2876 | 1001333659 | SY52514 | -33.8706 | 151.2101 | 1 | CS | 1 | Standard
7011 | 2839 | 1001333651 | SY52494 | -33.8704 | 151.2096 | 1 | CS | 2 | Standard
7012 | 2824 | 1001333647 | SY52485 | -33.8703 | 151.2096 | 1 | CS | 1 | Standard
7013 | 2874 | 1001321361 | SY52513 | -33.8706 | 151.2101 | 1 | CS | 2 | Standard
7014 | 2863 | 1001333655 | SY52507 | -33.8705 | 151.2096 | 1 | CS | 1 | Standard
7015 | 2891 | 1001331618 | SY52520 | -33.8707 | 151.2098 | 1 | CS | 1 | Standard
7016 | 523874 | 1001333785 | SY52765 | -33.8706 | 151.2096 | 1 | CS | 2 | Standard
7017 | 2896 | 1001333663 | SY52523 | -33.8707 | 151.2096 | 1 | CS | 2 | Standard
7018 | 2706 | 1001331604 | SY52426 | -33.8699 | 151.2095 | 1 | CS | 2 | Standard
7019 | 2724 | 1001331608 | SY52434 | -33.87 | 151.2095 | 1 | CS | 2 | Standard
7020 | 2766 | 1001331613 | SY52456 | -33.8701 | 151.2095 | 1 | CS | 1 | Standard
7021 | 523870 | 1001331623 | SY52761 | -33.8701 | 151.2095 | 1 | CS | 1 | Standard
7022 | 523871 | 1001331629 | SY52762 | -33.8703 | 151.2094 | 1 | CS | 2 | Standard
7023 | 523872 | 1001331634 | SY52763 | -33.8706 | 151.2094 | 1 | CS | 1 | Standard
7024 | 523873 | 1001331639 | SY52764 | -33.8706 | 151.2094 | 1 | CS | 3 | Standard
7025 | 2894 | 1001333598 | SY52521 | -33.8707 | 151.2094 | 1 | CS | 1 | Standard
7026 | 1949476 | 1001607541 | SY27212 | -33.8706 | 151.2094 | 1 | CS | 2 | Joint Room
7027 | 2897 | 1001332979 | SY52524 | -33.8707 | 151.2093 | 1 | CS | 2 | Standard
7028 | 2895 | 1001332975 | SY52522 | -33.8707 | 151.2093 | 1 | CS | 2 | Standard
7029 | 2899 | 1001332982 | SY52526 | -33.8707 | 151.2092 | 1 | CS | 1 | Standard
7030 | 2905 | 1001332995 | SY52532 | -33.8707 | 151.2089 | 1 | CS | 1 | Standard
7031 | 2903 | 1001332991 | SY52530 | -33.8707 | 151.209 | 1 | CS | 2 | Standard
7032 | 2901 | 1001332987 | SY52528 | -33.8707 | 151.209 | 1 | CS | 1 | Standard
7033 | 2906 | 1001332999 | SY52533 | -33.8707 | 151.2089 | 1 | CS | 1 | Standard
7034 | 2909 | 1001333003 | SY52536 | -33.8707 | 151.2088 | 1 | CS | 2 | Standard
7035 | 2540 | 1001319527 | SY52333 | -33.8692 | 151.2068 | 1 | CS | 1 | Standard
7036 | 2524 | 1001319995 | SY52323 | -33.8692 | 151.2069 | 1 | CS | 1 | Standard
7037 | 2581 | 1001319532 | SY52355 | -33.8694 | 151.2068 | 1 | CS | 2 | Standard
7038 | 2600 | 1001319537 | SY52367 | -33.8694 | 151.2068 | 1 | CS | 2 | Standard
7039 | 2527 | 1001319522 | SY52324 | -33.8692 | 151.2071 | 1 | CS | 1 | Standard
7040 | 21494 | 1001319567 | SY52724 | -33.8693 | 151.207 | 1 | CS | 1 | Standard
7041 | 2574 | 1001319512 | SY52352 | -33.8693 | 151.2071 | 1 | CS | 2 | Standard
7042 | 2622 | 1001319517 | SY52376 | -33.8695 | 151.2071 | 1 | CS | 1 | Standard
7043 | 7477 | 1001323703 | SY52722 | -33.8696 | 151.2071 | 1 | Not CS | 0 | Standard
7044 | 1897958 | 1001607540 | SY27211 | -33.8698 | 151.2075 | 1 | CS | 2 | Standard
7045 | 1897956 | 1001607539 | SY27210 | -33.8698 | 151.2071 | 1 | CS | 2 | Standard
7046 | 2686 | 1001323699 | SY52414 | -33.8698 | 151.2071 | 1 | CS | 1 | Standard
7047 | 553926 | 1001331942 | SY52778 | -33.8698 | 151.2071 | 1 | CS | 1 | Standard
7048 | 2623 | 1001319541 | SY52377 | -33.8695 | 151.2068 | 1 | CS | 2 | Standard
7049 | 2644 | 1001319546 | SY52387 | -33.8696 | 151.2068 | 1 | CS | 2 | Standard
7050 | 2682 | 1001321000 | SY52411 | -33.8698 | 151.2069 | 1 | CS | 2 | Standard
7051 | 2687 | 1001319552 | SY52415 | -33.8698 | 151.2068 | 1 | CS | 2 | Standard
7052 | 2522 | 1001327136 | SY52322 | -33.8692 | 151.2084 | 1 | CS | 1 | Standard
7053 | 2592 | 1001321093 | SY52361 | -33.8694 | 151.2083 | 1 | CS | 1 | Standard
7054 | 2596 | 1001323509 | SY52364 | -33.8694 | 151.2082 | 1 | CS | 1 | Standard
7055 | 2228594 | 1001615268 | SY27243 | -33.8696 | 151.2082 | 1 | CS | 2 | Standard
7056 | 2611 | 1001327156 | SY52372 | -33.8695 | 151.2084 | 1 | CS | 2 | Standard
7057 | 2637 | 1001327161 | SY52382 | -33.8696 | 151.2084 | 1 | CS | 2 | Standard
7058 | 2662 | 1001331887 | SY52398 | -33.8697 | 151.2084 | 1 | CS | 1 | Standard
7059 | 2678 | 1001331059 | SY52410 | -33.8698 | 151.2084 | 1 | CS | 2 | Standard
7060 | 2663 | 1001323513 | SY52399 | -33.8697 | 151.2082 | 1 | CS | 2 | Standard
7061 | 2643 | 1001321098 | SY52386 | -33.8696 | 151.2083 | 1 | CS | 2 | Standard
7062 | 2645 | 1001334131 | SY52388 | -33.8696 | 151.2083 | 1 | CS | 1 | Standard
7063 | 2734 | 1001321103 | SY52437 | -33.87 | 151.2082 | 1 | CS | 2 | Standard
7064 | 1842126 | 1001552571 | SY26810 | -33.87 | 151.2083 | 1 | CS | 2 | Standard
7065 | 2763 | 1001332164 | SY52453 | -33.8701 | 151.2082 | 1 | CS | 1 | Standard
7066 | 2790 | 1001331082 | SY52466 | -33.8702 | 151.2083 | 1 | CS | 1 | Standard
7067 | 639808 | 1001331097 | SY52793 | -33.8702 | 151.2083 | 1 | Not CS | 0 | Preformed
7068 | 2800 | 1001321108 | SY52472 | -33.8703 | 151.2082 | 1 | CS | 2 | Standard
7069 | 2914 | 1001332190 | SY52540 | -33.8707 | 151.2084 | 1 | CS | 1 | Standard
7070 | 2915 | 1001333007 | SY52541 | -33.8707 | 151.2083 | 1 | CS | 1 | Standard
7071 | 2916 | 1001333011 | SY52542 | -33.8707 | 151.2084 | 1 | CS | 1 | Standard
7072 | 2913 | 1001332185 | SY52539 | -33.8707 | 151.2083 | 1 | CS | 1 | Standard
7073 | 2904 | 1001332179 | SY52531 | -33.8707 | 151.2081 | 1 | CS | 1 | Standard
7074 | 2911 | 1001331778 | SY52538 | -33.8707 | 151.2077 | 1 | CS | 1 | Standard
7075 | 2717 | 1001319557 | SY52430 | -33.8699 | 151.2068 | 1 | CS | 1 | Standard
7076 | 2739 | 1001321005 | SY52440 | -33.87 | 151.2069 | 1 | CS | 2 | Standard
7077 | 2743 | 1001331862 | SY52443 | -33.87 | 151.2071 | 1 | CS | 1 | Standard
7078 | 2764 | 1001319562 | SY52454 | -33.8701 | 151.2069 | 1 | CS | 2 | Standard
7079 | 2767 | 1001319459 | SY52457 | -33.8701 | 151.2069 | 1 | CS | 3 | Standard
7080 | 2773 | 1001333459 | SY52458 | -33.8701 | 151.207 | 1 | CS | 1 | Standard
7081 | 2780 | 1001331714 | SY52461 | -33.8701 | 151.2071 | 1 | CS | 2 | Standard
7082 | 2807 | 1001331724 | SY52476 | -33.8703 | 151.2071 | 1 | CS | 1 | Standard
7083 | 2797 | 1001331718 | SY52469 | -33.8702 | 151.2068 | 1 | CS | 1 | Standard
7084 | 2718 | 1001323713 | SY52431 | -33.8699 | 151.2071 | 1 | CS | 1 | Standard
7085 | 2819 | 1001331729 | SY52481 | -33.8703 | 151.2071 | 1 | CS | 2 | Standard
7086 | 2827 | 1001331733 | SY52487 | -33.8704 | 151.2071 | 1 | CS | 4 | Standard
7087 | 2832 | 1001331688 | SY52490 | -33.8704 | 151.207 | 1 | CS | 1 | Standard
7088 | 790097 | 1001321171 | SY52805 | -33.8707 | 151.2075 | 1 | CS | 1 | Standard
7089 | 2910 | 1001331773 | SY52537 | -33.8707 | 151.2074 | 1 | CS | 1 | Standard
7090 | 2931 | 1001321118 | SY52554 | -33.8707 | 151.2072 | 1 | CS | 3 | Standard
7091 | 2881 | 1001331703 | SY52516 | -33.8706 | 151.2071 | 1 | CS | 1 | Standard
7092 | 2908 | 1001331768 | SY52535 | -33.8707 | 151.2072 | 1 | CS | 1 | Standard
7093 | 2925 | 1001321113 | SY52549 | -33.8707 | 151.2073 | 1 | CS | 3 | Standard
7094 | 2921 | 1001331783 | SY52545 | -33.8707 | 151.2071 | 1 | CS | 1 | Standard
7095 | 2907 | 1001331763 | SY52534 | -33.8707 | 151.2071 | 1 | CS | 1 | Standard
7096 | 2923 | 1001331738 | SY52547 | -33.8707 | 151.2072 | 1 | CS | 3 | Standard
7097 | 2822 | 1001333196 | SY52484 | -33.8703 | 151.207 | 1 | CS | 1 | Standard
7098 | 2872 | 1001319463 | SY52512 | -33.8706 | 151.2069 | 1 | CS | 1 | Standard
7099 | 2886 | 1001331708 | SY52518 | -33.8706 | 151.2069 | 1 | CS | 1 | Standard
7100 | 2930 | 1001331743 | SY52553 | -33.8707 | 151.2068 | 1 | CS | 1 | Standard
7101 | 2935 | 1001321175 | SY52557 | -33.8707 | 151.2067 | 1 | CS | 1 | Standard
7102 | 2927 | 1001321190 | SY52551 | -33.8707 | 151.2066 | 1 | CS | 3 | Standard
7103 | 2938 | 1001321194 | SY52560 | -33.8707 | 151.2066 | 1 | CS | 1 | Standard
7104 | 2071 | 1001319812 | SY52009 | -33.8679 | 151.2111 | 1 | CS | 3 | Standard
7105 | 2086 | 1001319817 | SY52021 | -33.8679 | 151.2112 | 1 | CS | 3 | Standard
7106 | 2106 | 1001319827 | SY52032 | -33.868 | 151.2113 | 1 | CS | 1 | Standard
7107 | 2115 | 1001331153 | SY52040 | -33.868 | 151.2113 | 1 | CS | 2 | Standard
7108 | 2111 | 1001319832 | SY52036 | -33.868 | 151.2112 | 1 | CS | 3 | Standard
7109 | 2125 | 1001329298 | SY52046 | -33.8681 | 151.2111 | 1 | CS | 1 | Standard
7110 | 2092 | 1001332348 | SY52025 | -33.8679 | 151.2109 | 1 | CS | 1 | Standard
7111 | 2085 | 1001332343 | SY52020 | -33.8679 | 151.2107 | 1 | CS | 1 | Standard
7112 | 2050 | 1001319802 | SY51995 | -33.8678 | 151.2119 | 1 | CS | 1 | Standard
7113 | 2053 | 1001329643 | SY53821 | -33.8678 | 151.2121 | 1 | CS | 1 | Standard
7114 | 2066 | 1001319807 | SY53822 | -33.8678 | 151.2122 | 1 | CS | 1 | Standard
7115 | 2094 | 1001329551 | SY53823 | -33.868 | 151.2123 | 1 | CS | 1 | Standard
7116 | 2101 | 1001329987 | SY53824 | -33.868 | 151.2122 | 1 | CS | 2 | Standard
7117 | 2109 | 1001329648 | SY53825 | -33.868 | 151.2121 | 1 | CS | 1 | Standard
7118 | 2100 | 1001319822 | SY52029 | -33.868 | 151.2119 | 1 | CS | 3 | Standard
7119 | 2142 | 1001329510 | SY52055 | -33.8681 | 151.2113 | 1 | CS | 1 | Standard
7120 | 2217 | 1001319186 | SY53833 | -33.8684 | 151.2121 | 1 | CS | 1 | Standard
7121 | 2160 | 1001329654 | SY53828 | -33.8682 | 151.2121 | 1 | CS | 1 | Standard
7122 | 2133 | 1001329556 | SY53826 | -33.8681 | 151.2123 | 1 | CS | 1 | Standard
7123 | 2143 | 1001329561 | SY53827 | -33.8681 | 151.2123 | 1 | CS | 2 | Standard
7124 | 2184 | 1001325130 | SY53829 | -33.8683 | 151.2123 | 1 | CS | 1 | Standard
7125 | 2193 | 1001329658 | SY53830 | -33.8683 | 151.212 | 1 | CS | 1 | Standard
7126 | 2221 | 1001329663 | SY53834 | -33.8684 | 151.212 | 1 | CS | 1 | Standard
7127 | 2245 | 1001329668 | SY53835 | -33.8685 | 151.212 | 1 | CS | 2 | Standard
7128 | 2301 | 1001331574 | SY53837 | -33.8687 | 151.212 | 1 | CS | 1 | Standard
7129 | 2296 | 1001325135 | SY53836 | -33.8687 | 151.2122 | 1 | CS | 2 | Standard
7130 | 2331 | 1001331579 | SY53838 | -33.8687 | 151.212 | 1 | CS | 2 | Standard
7131 | 2384 | 1001331585 | SY53839 | -33.8688 | 151.212 | 1 | CS | 1 | Standard
7132 | 2396 | 1001331590 | SY53840 | -33.8689 | 151.212 | 1 | CS | 2 | Standard
7133 | 2415 | 1001329673 | SY53842 | -33.8689 | 151.212 | 1 | CS | 1 | Standard
7134 | 2177 | 1001332322 | SY52077 | -33.8683 | 151.2107 | 1 | CS | 1 | Standard
7135 | 2214 | 1001319181 | SY52102 | -33.8684 | 151.2107 | 1 | CS | 1 | Standard
7136 | 575396 | 1001321787 | SY52789 | -33.8684 | 151.2106 | 1 | CS | 1 | Standard
7137 | 2231 | 1001321783 | SY52112 | -33.8685 | 151.2106 | 1 | CS | 2 | Standard
7138 | 2127 | 1001331052 | SY52048 | -33.8681 | 151.2111 | 1 | CS | 1 | Standard
7139 | 2150 | 1001329500 | SY52060 | -33.8682 | 151.2111 | 1 | CS | 2 | Standard
7140 | 2189 | 1001331057 | SY52087 | -33.8683 | 151.2112 | 1 | CS | 2 | Standard
7141 | 2197 | 1001329505 | SY52090 | -33.8683 | 151.2111 | 1 | CS | 1 | Standard
7142 | 2185 | 1001329798 | SY52083 | -33.8683 | 151.2113 | 1 | CS | 2 | Standard
7143 | 2201 | 1001329804 | SY52093 | -33.8684 | 151.2112 | 1 | CS | 1 | Standard
7144 | 2225 | 1001329809 | SY52110 | -33.8685 | 151.2112 | 1 | CS | 1 | Standard
7145 | 2239 | 1001329303 | SY52117 | -33.8685 | 151.2111 | 1 | CS | 1 | Standard
7146 | 2270 | 1001332368 | SY52140 | -33.8686 | 151.211 | 1 | CS | 2 | Standard
7147 | 2290 | 1001329311 | SY52154 | -33.8687 | 151.211 | 1 | CS | 1 | Standard
7148 | 2326 | 1001329314 | SY52182 | -33.8687 | 151.211 | 1 | CS | 1 | Standard
7149 | 2255 | 1001331062 | SY52129 | -33.8686 | 151.2112 | 1 | CS | 1 | Standard
7150 | 2253 | 1001332406 | SY52127 | -33.8685 | 151.2112 | 1 | CS | 1 | Standard
7151 | 2249 | 1001329814 | SY52124 | -33.8685 | 151.2112 | 1 | CS | 2 | Standard
7152 | 2277 | 1001331078 | SY52146 | -33.8686 | 151.2112 | 1 | CS | 2 | Standard
7153 | 2260 | 1001331068 | SY52133 | -33.8686 | 151.2111 | 1 | CS | 2 | Standard
7154 | 2261 | 1001331073 | SY52134 | -33.8686 | 151.2112 | 1 | CS | 1 | Standard
7155 | 2268 | 1001332411 | SY52138 | -33.8686 | 151.2112 | 1 | CS | 1 | Standard
7156 | 2288 | 1001332379 | SY52152 | -33.8687 | 151.2112 | 1 | CS | 1 | Standard
7157 | 2293 | 1001325090 | SY52157 | -33.8687 | 151.2112 | 1 | CS | 1 | Standard
7158 | 2376 | 1001331093 | SY52219 | -33.8688 | 151.2111 | 1 | CS | 1 | Standard
7159 | 2347 | 1001331083 | SY52196 | -33.8688 | 151.2111 | 1 | CS | 1 | Standard
7160 | 2364 | 1001325095 | SY52211 | -33.8688 | 151.2112 | 1 | CS | 1 | Standard
7161 | 2390 | 1001329238 | SY52231 | -33.8688 | 151.2112 | 1 | CS | 1 | Standard
7162 | 2426 | 1001329248 | SY52254 | -33.8689 | 151.2112 | 1 | CS | 1 | Standard
7163 | 2343 | 1001329318 | SY52193 | -33.8688 | 151.211 | 1 | CS | 1 | Standard
7164 | 2366 | 1001331088 | SY52213 | -33.8688 | 151.211 | 1 | CS | 1 | Standard
7165 | 2393 | 1001329243 | SY52233 | -33.8689 | 151.211 | 1 | CS | 1 | Standard
7166 | 2269 | 1001325070 | SY52139 | -33.8686 | 151.2106 | 1 | CS | 1 | Standard
7167 | 2322 | 1001325075 | SY52178 | -33.8687 | 151.2106 | 1 | CS | 1 | Standard
7168 | 2199 | 1001319177 | SY53831 | -33.8684 | 151.213 | 1 | CS | 3 | Standard
7169 | 2521 | 1001325150 | SY53847 | -33.8692 | 151.2131 | 1 | CS | 1 | Standard
7170 | 811568 | 1001331110 | SY53897 | -33.8693 | 151.213 | 1 | CS | 1 | Standard
7171 | 2569 | 1001325165 | SY53852 | -33.8693 | 151.213 | 1 | CS | 1 | Standard
7172 | 2661 | 1001325169 | SY53853 | -33.8696 | 151.2123 | 1 | CS | 2 | Standard
7173 | 2747 | 1001325174 | SY53854 | -33.87 | 151.2127 | 1 | CS | 1 | Standard
7174 | 2816 | 1001325179 | SY53856 | -33.8703 | 151.213 | 1 | CS | 1 | Standard
7175 | 2826 | 1001325183 | SY53857 | -33.8704 | 151.2132 | 1 | CS | 1 | Standard
7176 | 2845 | 1001325188 | SY53858 | -33.8705 | 151.2132 | 1 | CS | 1 | Standard
7177 | 2850 | 1001329569 | SY53859 | -33.8705 | 151.213 | 1 | CS | 1 | Standard
7178 | 2794 | 1001329565 | SY53855 | -33.8702 | 151.2125 | 1 | CS | 1 | Standard
7179 | 2511 | 1001329154 | SY52315 | -33.8691 | 151.2107 | 1 | CS | 1 | Standard
7180 | 2509 | 1001329149 | SY52313 | -33.8691 | 151.2107 | 1 | CS | 2 | Standard
7181 | 2514 | 1001329160 | SY52316 | -33.8691 | 151.2108 | 1 | CS | 2 | Standard
7182 | 2430 | 1001329144 | SY52258 | -33.869 | 151.211 | 1 | CS | 2 | Standard
7183 | 2453 | 1001329253 | SY52275 | -33.869 | 151.2112 | 1 | CS | 2 | Standard
7184 | 2487 | 1001329263 | SY52300 | -33.8691 | 151.2111 | 1 | CS | 1 | Standard
7185 | 2544 | 1001331798 | SY52336 | -33.8692 | 151.2113 | 1 | CS | 1 | Standard
7186 | 2545 | 1001331804 | SY52337 | -33.8692 | 151.2114 | 1 | CS | 1 | Standard
7187 | 2534 | 1001325100 | SY52329 | -33.8692 | 151.2111 | 1 | CS | 1 | Standard
7188 | 2518 | 1001329164 | SY52319 | -33.8692 | 151.2109 | 1 | CS | 2 | Standard
7189 | 2482 | 1001329258 | SY52295 | -33.8691 | 151.211 | 1 | CS | 1 | Standard
7190 | 2489 | 1001329268 | SY52302 | -33.8691 | 151.211 | 1 | CS | 1 | Standard
7191 | 2531 | 1001331098 | SY52326 | -33.8691 | 151.2111 | 1 | CS | 1 | Standard
7192 | 2515 | 1001329273 | SY52317 | -33.8692 | 151.211 | 1 | CS | 1 | Standard
7193 | 2547 | 1001319257 | SY52338 | -33.8692 | 151.211 | 1 | CS | 1 | Standard
7194 | 2228586 | 1001331104 | SY52335 | -33.8692 | 151.2111 | 1 | CS | 3 | Standard
7195 | 2567 | 1001329279 | SY52348 | -33.8693 | 151.211 | 1 | CS | 1 | Standard
7196 | 2572 | 1001329284 | SY52350 | -33.8693 | 151.211 | 1 | CS | 1 | Standard
7197 | 2565 | 1001325115 | SY52347 | -33.8693 | 151.2118 | 1 | CS | 2 | Standard
7198 | 2559 | 1001331867 | SY52345 | -33.8693 | 151.2118 | 1 | CS | 1 | Standard
7199 | 2552 | 1001331809 | SY52340 | -33.8692 | 151.2115 | 1 | CS | 1 | Standard
7200 | 2402 | 1001319207 | SY53841 | -33.8689 | 151.2121 | 1 | CS | 2 | Standard
7201 | 2422 | 1001325140 | SY53843 | -33.8689 | 151.2122 | 1 | CS | 1 | Standard
7202 | 2495 | 1001325145 | SY53845 | -33.8691 | 151.2122 | 1 | CS | 2 | Standard
7203 | 2529 | 1001325155 | SY53848 | -33.8692 | 151.2122 | 1 | CS | 1 | Standard
7204 | 2479 | 1001329678 | SY53844 | -33.8691 | 151.2119 | 1 | CS | 1 | Standard
7205 | 2497 | 1001329683 | SY53846 | -33.8691 | 151.2119 | 1 | CS | 1 | Standard
7206 | 811567 | 1001319323 | SY53896 | -33.8692 | 151.212 | 1 | CS | 1 | Standard
7207 | 2563 | 1001325110 | SY52346 | -33.8693 | 151.2119 | 1 | CS | 1 | Standard
7208 | 2537 | 1001325105 | SY53849 | -33.8692 | 151.2119 | 1 | CS | 1 | Standard
7209 | 2566 | 1001319262 | SY53851 | -33.8693 | 151.212 | 1 | CS | 2 | Standard
7210 | 2562 | 1001325160 | SY53850 | -33.8693 | 151.2122 | 1 | CS | 1 | Standard
7211 | 2641 | 1001331877 | SY52385 | -33.8696 | 151.2119 | 1 | CS | 1 | Standard
7212 | 2666 | 1001325120 | SY52401 | -33.8697 | 151.2118 | 1 | CS | 1 | Standard
7213 | 755744 | 1001331911 | SY52803 | -33.8699 | 151.2118 | 1 | Not CS | 0 | Preformed
7214 | 2733 | 1001325125 | SY52436 | -33.87 | 151.2118 | 1 | CS | 1 | Standard
7215 | 751456 | 1001331906 | SY52802 | -33.87 | 151.2118 | 1 | CS | 2 | Standard
7216 | 609749 | 1001329521 | SY53892 | -33.8698 | 151.2121 | 1 | CS | 1 | Preformed
7217 | 609750 | 1001329526 | SY53893 | -33.8698 | 151.2121 | 1 | CS | 1 | Preformed
7218 | 2880 | 1001325193 | SY53860 | -33.8706 | 151.2131 | 1 | CS | 1 | Standard
7219 | 3071 | 1001329546 | SY53862 | -33.871 | 151.2129 | 1 | CS | 3 | Standard
7220 | 1356908 | 1001333037 | SY56344 | -33.872 | 151.2132 | 1 | CS | 2 | Standard
7221 | 562594 | 1001321018 | SY54019 | -33.872 | 151.213 | 1 | CS | 2 | Standard
7222 | 3236 | 1001329439 | SY53954 | -33.8718 | 151.2128 | 1 | CS | 1 | Standard
7223 | 3351 | 1001329448 | SY53957 | -33.8723 | 151.2132 | 1 | CS | 1 | Standard
7224 | 3495 | 1001329454 | SY53961 | -33.8728 | 151.2137 | 1 | CS | 3 | Standard
7225 | 562595 | 1001321022 | SY54020 | -33.8734 | 151.2125 | 1 | CS | 2 | Standard
7226 | 562593 | 1001321013 | SY54018 | -33.8734 | 151.2127 | 1 | CS | 2 | Standard
7227 | 3684 | 1001327327 | SY53290 | -33.8737 | 151.2117 | 1 | CS | 1 | Standard
7228 | 3667 | 1001329463 | SY53279 | -33.8736 | 151.2111 | 1 | CS | 2 | Standard
7229 | 3673 | 1001329473 | SY53283 | -33.8736 | 151.2113 | 1 | CS | 1 | Standard
7230 | 3661 | 1001329452 | SY53273 | -33.8736 | 151.2109 | 1 | CS | 3 | Standard
7231 | 2933 | 1001321127 | SY52556 | -33.8708 | 151.2069 | 1 | CS | 3 | Standard
7232 | 3004 | 1001327066 | SY52612 | -33.8708 | 151.2071 | 1 | CS | 1 | Standard
7233 | 3028 | 1001327096 | SY52631 | -33.8709 | 151.2071 | 1 | CS | 1 | Standard
7234 | 3009 | 1001332046 | SY52616 | -33.8708 | 151.2068 | 1 | CS | 1 | Standard
7235 | 3033 | 1001321170 | SY52636 | -33.8709 | 151.2068 | 1 | CS | 1 | Standard
7236 | 2942 | 1001321132 | SY52563 | -33.8708 | 151.2067 | 1 | CS | 2 | Standard
7237 | 3011 | 1001333204 | SY52618 | -33.8709 | 151.2067 | 1 | CS | 1 | Standard
7238 | 3014 | 1001333208 | SY52620 | -33.8709 | 151.2065 | 1 | CS | 1 | Standard
7239 | 3040 | 1001321204 | SY52641 | -33.8709 | 151.2066 | 1 | CS | 1 | Standard
7240 | 2043960 | 1001333478 | SY52578 | -33.8708 | 151.2074 | 1 | CS | 1 | Standard
7241 | 2985 | 1001321046 | SY52595 | -33.8708 | 151.2074 | 1 | CS | 2 | Standard
7242 | 2955 | 1001333200 | SY52572 | -33.8708 | 151.2071 | 1 | CS | 1 | Standard
7243 | 3005 | 1001327071 | SY52613 | -33.8708 | 151.2072 | 1 | CS | 2 | Standard
7244 | 2992 | 1001321055 | SY52601 | -33.8708 | 151.2073 | 1 | CS | 1 | Standard
7245 | 3068 | 1001332052 | SY52661 | -33.871 | 151.2075 | 1 | CS | 1 | Standard
7246 | 3065 | 1001321974 | SY52659 | -33.871 | 151.2074 | 1 | CS | 1 | Standard
7247 | 2735280 | 1001587050 | SY27172 | -33.871 | 151.2074 | 1 | CS | 1 | Standard
7248 | 3121 | 1001321979 | SY52696 | -33.8712 | 151.2074 | 1 | CS | 1 | Standard
7249 | 3133 | 1001321984 | SY52705 | -33.8713 | 151.2075 | 1 | CS | 1 | Standard
7250 | 3124 | 1001327100 | SY52698 | -33.8712 | 151.2071 | 1 | CS | 1 | Standard
7251 | 3161 | 1001327105 | SY52985 | -33.8714 | 151.2071 | 1 | CS | 1 | Standard
7252 | 3159 | 1001327935 | SY52983 | -33.8714 | 151.2068 | 1 | CS | 1 | Standard
7253 | 2962 | 1001334135 | SY52577 | -33.8708 | 151.2081 | 1 | CS | 2 | Standard
7254 | 2943 | 1001331753 | SY52564 | -33.8708 | 151.208 | 1 | CS | 3 | Standard
7255 | 3002 | 1001321036 | SY52610 | -33.8708 | 151.2081 | 1 | CS | 2 | Standard
7256 | 2971 | 1001332032 | SY52583 | -33.8708 | 151.208 | 1 | CS | 2 | Standard
7257 | 3007 | 1001321060 | SY52615 | -33.8708 | 151.208 | 1 | CS | 1 | Standard
7258 | 3036 | 1001332195 | SY52639 | -33.8709 | 151.2081 | 1 | CS | 1 | Standard
7259 | 2984 | 1001321041 | SY52594 | -33.8708 | 151.2077 | 1 | CS | 1 | Standard
7260 | 2986 | 1001321051 | SY52596 | -33.8708 | 151.2078 | 1 | CS | 1 | Standard
7261 | 2987 | 1001319941 | SY52597 | -33.8708 | 151.2086 | 1 | CS | 1 | Standard
7262 | 3003 | 1001319585 | SY52611 | -33.8708 | 151.2085 | 1 | CS | 2 | Standard
7263 | 2995 | 1001332286 | SY52604 | -33.8708 | 151.2085 | 1 | CS | 2 | Standard
7264 | 2956 | 1001333474 | SY52573 | -33.8708 | 151.2085 | 1 | CS | 1 | Standard
7265 | 2994 | 1001332280 | SY52603 | -33.8708 | 151.2085 | 1 | CS | 1 | Standard
7266 | 2932 | 1001321123 | SY52555 | -33.8707 | 151.2082 | 1 | CS | 1 | Standard
7267 | 2998 | 1001321031 | SY52606 | -33.8708 | 151.2083 | 1 | CS | 1 | Standard
7268 | 2954 | 1001333470 | SY52571 | -33.8708 | 151.2084 | 1 | CS | 2 | Standard
7269 | 3023 | 1001332291 | SY52627 | -33.8709 | 151.2083 | 1 | CS | 2 | Standard
7270 | 3069 | 1001332296 | SY52662 | -33.871 | 151.2083 | 1 | CS | 2 | Standard
7271 | 3057 | 1001332199 | SY52655 | -33.871 | 151.2081 | 1 | CS | 3 | Standard
7272 | 3087 | 1001332205 | SY52674 | -33.8711 | 151.2081 | 1 | CS | 2 | Standard
7273 | 3117 | 1001332301 | SY52695 | -33.8712 | 151.2083 | 1 | CS | 2 | Standard
7274 | 3138 | 1001334139 | SY52708 | -33.8713 | 151.2082 | 1 | CS | 2 | Standard
7275 | 3152 | 1001332306 | SY52717 | -33.8713 | 151.2083 | 1 | CS | 1 | Standard
7276 | 3115 | 1001332210 | SY52693 | -33.8712 | 151.2081 | 1 | CS | 1 | Standard
7277 | 3148 | 1001332215 | SY52714 | -33.8713 | 151.2081 | 1 | CS | 1 | Standard
7278 | 3166 | 1001332220 | SY52987 | -33.8714 | 151.2081 | 1 | CS | 1 | Standard
7279 | 3173 | 1001332225 | SY52991 | -33.8714 | 151.2081 | 1 | CS | 1 | Standard
7280 | 3180 | 1001332230 | SY52997 | -33.8715 | 151.2081 | 1 | CS | 1 | Standard
7281 | 3186 | 1001334143 | SY53002 | -33.8715 | 151.2081 | 1 | CS | 2 | Standard
7282 | 3202 | 1001332316 | SY53011 | -33.8716 | 151.2081 | 1 | CS | 1 | Standard
7283 | 3190 | 1001334147 | SY53005 | -33.8715 | 151.2082 | 1 | CS | 2 | Standard
7284 | 3178 | 1001332311 | SY52995 | -33.8715 | 151.2083 | 1 | CS | 1 | Standard
7285 | 3204 | 1001332321 | SY53013 | -33.8716 | 151.2083 | 1 | CS | 1 | Standard
7286 | 3227 | 1001327873 | SY53026 | -33.8718 | 151.2083 | 1 | CS | 1 | Standard
7287 | 3269 | 1001327854 | SY53052 | -33.872 | 151.2083 | 1 | CS | 1 | Standard
7288 | 3299 | 1001327858 | SY53069 | -33.8721 | 151.2083 | 1 | CS | 1 | Standard
7289 | 3322 | 1001327863 | SY53084 | -33.8722 | 151.2083 | 1 | CS | 1 | Standard
7290 | 3337 | 1001327868 | SY53093 | -33.8722 | 151.2082 | 1 | CS | 1 | Standard
7291 | 3297 | 1001332235 | SY53068 | -33.8721 | 151.2081 | 1 | CS | 3 | Standard
7292 | 3321 | 1001332240 | SY53083 | -33.8722 | 151.2081 | 1 | CS | 1 | Standard
7293 | 3183 | 1001327111 | SY52999 | -33.8715 | 151.2071 | 1 | CS | 1 | Standard
7294 | 3199 | 1001327116 | SY53010 | -33.8716 | 151.2071 | 1 | CS | 1 | Standard
7295 | 3213 | 1001327121 | SY53018 | -33.8716 | 151.2071 | 1 | CS | 1 | Standard
7296 | 3238 | 1001327126 | SY53031 | -33.8717 | 151.2071 | 1 | CS | 1 | Standard
7297 | 3244 | 1001327076 | SY53034 | -33.8718 | 151.2071 | 1 | CS | 1 | Standard
7298 | 3255 | 1001327086 | SY53043 | -33.8718 | 151.2071 | 1 | CS | 2 | Standard
7299 | 3234 | 1001327911 | SY53029 | -33.8718 | 151.2069 | 1 | CS | 1 | Standard
7300 | 3259 | 1001327091 | SY53046 | -33.8718 | 151.2071 | 1 | CS | 2 | Standard
7301 | 3305 | 1001327081 | SY53073 | -33.872 | 151.2071 | 1 | CS | 1 | Standard
7302 | 3336 | 1001327791 | SY53092 | -33.8722 | 151.2071 | 1 | CS | 2 | Standard
7303 | 3327 | 1001333216 | SY53086 | -33.8723 | 151.207 | 1 | CS | 3 | Standard
7304 | 3328 | 1001327896 | SY53087 | -33.8722 | 151.2069 | 1 | CS | 1 | Standard
7305 | 2981 | 1001319566 | SY52591 | -33.8708 | 151.209 | 1 | CS | 2 | Standard
7306 | 1520076 | 1001333024 | SY56366 | -33.8707 | 151.2088 | 1 | CS | 2 | Standard
7307 | 2993 | 1001319946 | SY52602 | -33.8708 | 151.2087 | 1 | CS | 1 | Standard
7308 | 2999 | 1001319581 | SY52607 | -33.8708 | 151.2088 | 1 | CS | 1 | Standard
7309 | 2989 | 1001319572 | SY52598 | -33.8708 | 151.2088 | 1 | CS | 1 | Standard
7310 | 2949 | 1001333466 | SY52567 | -33.8708 | 151.2093 | 1 | CS | 3 | Standard
7311 | 2207119 | 1001607542 | SY27213 | -33.8707 | 151.2094 | 1 | CS | 2 | Standard
7312 | 2926 | 1001333675 | SY52550 | -33.8707 | 151.2096 | 1 | CS | 2 | Standard
7313 | 2978 | 1001319556 | SY52589 | -33.8708 | 151.2096 | 1 | CS | 1 | Standard
7314 | 2996 | 1001319576 | SY52605 | -33.8708 | 151.2096 | 1 | CS | 3 | Standard
7315 | 2929 | 1001333679 | SY52552 | -33.8708 | 151.2094 | 1 | CS | 2 | Standard
7316 | 2975 | 1001319549 | SY52586 | -33.8708 | 151.2094 | 1 | CS | 2 | Standard
7317 | 2973 | 1001319542 | SY52585 | -33.8708 | 151.2093 | 1 | CS | 1 | Standard
7318 | 2945 | 1001333461 | SY52565 | -33.8708 | 151.2091 | 1 | CS | 2 | Standard
7319 | 2979 | 1001319561 | SY52590 | -33.8708 | 151.2091 | 1 | CS | 1 | Standard
7320 | 3088 | 1001319531 | SY52675 | -33.8711 | 151.2093 | 1 | CS | 1 | Standard
7321 | 3060 | 1001323214 | SY52656 | -33.871 | 151.2095 | 1 | CS | 1 | Standard
7322 | 3112 | 1001323219 | SY52691 | -33.8711 | 151.2095 | 1 | CS | 1 | Standard
7323 | 3126 | 1001323223 | SY52700 | -33.8712 | 151.2095 | 1 | CS | 1 | Standard
7324 | 3113 | 1001319536 | SY52692 | -33.8712 | 151.2093 | 1 | CS | 1 | Standard
7325 | 3136 | 1001319860 | SY52707 | -33.8713 | 151.2093 | 1 | CS | 1 | Standard
7326 | 3127 | 1001332957 | SY52701 | -33.8712 | 151.2094 | 1 | CS | 1 | Standard
7327 | 2147016 | 1001333667 | SY52527 | -33.8707 | 151.2101 | 1 | CS | 1 | Standard
7328 | 2967 | 1001319516 | SY52581 | -33.8708 | 151.2101 | 1 | CS | 1 | Standard
7329 | 81087179 | 1001815345 | SY27982 | -33.8707 | 151.2097 | 9 | CS | 1 | Vault
7330 | 2922 | 1001333671 | SY52546 | -33.8707 | 151.2096 | 1 | CS | 1 | Standard
7331 | 2977 | 1001319521 | SY52588 | -33.8708 | 151.2097 | 1 | CS | 1 | Standard
7332 | 2976 | 1001319553 | SY52587 | -33.8708 | 151.2097 | 1 | CS | 1 | Standard
7333 | 3072 | 1001319526 | SY52664 | -33.871 | 151.2101 | 1 | CS | 1 | Standard
7334 | 3108 | 1001319502 | SY52688 | -33.8711 | 151.21 | 1 | CS | 1 | Standard
7335 | 3131 | 1001319506 | SY52703 | -33.8713 | 151.21 | 1 | CS | 1 | Standard
7336 | 3146 | 1001319511 | SY52712 | -33.8713 | 151.21 | 1 | CS | 2 | Standard
7337 | 3179 | 1001327926 | SY52996 | -33.8715 | 151.21 | 1 | CS | 1 | Standard
7338 | 3171 | 1001327931 | SY52989 | -33.8714 | 151.21 | 1 | CS | 1 | Standard
7339 | 3197 | 1001327921 | SY53008 | -33.8716 | 151.21 | 1 | CS | 1 | Standard
7340 | 2043959 | 1001327916 | SY53014 | -33.8716 | 151.21 | 1 | CS | 1 | Standard
7341 | 3217 | 1001323269 | SY53020 | -33.8717 | 151.21 | 1 | CS | 1 | Standard
7342 | 3242 | 1001323274 | SY53033 | -33.8718 | 151.2099 | 1 | CS | 4 | Standard
7343 | 3250 | 1001323279 | SY53040 | -33.8719 | 151.2099 | 1 | CS | 1 | Standard
7344 | 3277 | 1001323283 | SY53057 | -33.872 | 151.2099 | 1 | CS | 4 | Standard
7345 | 3291 | 1001323289 | SY53063 | -33.872 | 151.2099 | 1 | CS | 1 | Standard
7346 | 3303 | 1001327901 | SY53072 | -33.8721 | 151.2099 | 1 | CS | 1 | Standard
7347 | 3301 | 1001323293 | SY53070 | -33.8721 | 151.2099 | 1 | CS | 1 | Standard
7348 | 3160 | 1001333683 | SY52984 | -33.8714 | 151.2093 | 1 | CS | 1 | Standard
7349 | 3172 | 1001319865 | SY52990 | -33.8714 | 151.2093 | 1 | CS | 1 | Standard
7350 | 3150 | 1001323229 | SY52716 | -33.8713 | 151.2095 | 1 | CS | 1 | Standard
7351 | 3177 | 1001323233 | SY52994 | -33.8715 | 151.2095 | 1 | CS | 1 | Standard
7352 | 2043944 | 1001323238 | SY53006 | -33.8715 | 151.2095 | 1 | CS | 2 | Standard
7353 | 3215 | 1001319877 | SY53019 | -33.8717 | 151.2093 | 1 | CS | 2 | Standard
7354 | 3194 | 1001333687 | SY53007 | -33.8716 | 151.2093 | 1 | CS | 1 | Standard
7355 | 3198 | 1001319870 | SY53009 | -33.8716 | 151.2093 | 1 | CS | 1 | Standard
7356 | 3251 | 1001333691 | SY53041 | -33.8719 | 151.2093 | 1 | CS | 3 | Standard
7357 | 3235 | 1001319882 | SY53030 | -33.8718 | 151.2093 | 1 | CS | 1 | Standard
7358 | 3229 | 1001323243 | SY53027 | -33.8718 | 151.2094 | 1 | CS | 1 | Standard
7359 | 3287 | 1001323249 | SY53062 | -33.872 | 151.2094 | 1 | CS | 2 | Standard
7360 | 3276 | 1001319886 | SY53056 | -33.872 | 151.2092 | 1 | CS | 2 | Standard
7361 | 3295 | 1001319891 | SY53067 | -33.8721 | 151.2092 | 1 | CS | 1 | Standard
7362 | 3318 | 1001323258 | SY53080 | -33.8721 | 151.2094 | 1 | CS | 1 | Standard
7363 | 3308 | 1001323253 | SY53075 | -33.8721 | 151.2094 | 1 | CS | 1 | Standard
7364 | 3319 | 1001323264 | SY53081 | -33.8721 | 151.2092 | 1 | CS | 1 | Standard
7365 | 3309 | 1001332961 | SY53076 | -33.8721 | 151.2093 | 1 | CS | 1 | Standard
7366 | 3397 | 1001319905 | SY53126 | -33.8725 | 151.2092 | 1 | CS | 2 | Standard
7367 | 3409 | 1001319909 | SY53131 | -33.8726 | 151.2092 | 1 | CS | 1 | Standard
7368 | 3335 | 1001329819 | SY53091 | -33.8722 | 151.2094 | 1 | CS | 1 | Standard
7369 | 3333 | 1001319895 | SY53089 | -33.8722 | 151.2092 | 1 | CS | 1 | Standard
7370 | 3366 | 1001319900 | SY53109 | -33.8724 | 151.2092 | 1 | CS | 2 | Standard
7371 | 3377 | 1001329824 | SY53116 | -33.8724 | 151.2094 | 1 | CS | 1 | Standard
7372 | 3422 | 1001333695 | SY53137 | -33.8726 | 151.2092 | 1 | CS | 1 | Standard
7373 | 3427 | 1001332010 | SY53142 | -33.8726 | 151.2092 | 1 | CS | 1 | Standard
7374 | 3418 | 1001329828 | SY53134 | -33.8726 | 151.2093 | 1 | CS | 1 | Standard
7375 | 3423 | 1001323563 | SY53138 | -33.8726 | 151.2093 | 1 | CS | 1 | Standard
7376 | 3452 | 1001323558 | SY53155 | -33.8727 | 151.2093 | 1 | CS | 1 | Standard
7377 | 3451 | 1001327841 | SY53154 | -33.8727 | 151.2093 | 1 | CS | 1 | Standard
7378 | 3432 | 1001332965 | SY53144 | -33.8727 | 151.2093 | 1 | CS | 1 | Standard
7379 | 3460 | 1001332021 | SY53157 | -33.8727 | 151.2092 | 1 | CS | 1 | Standard
7380 | 3507 | 1001331375 | SY53182 | -33.8729 | 151.2093 | 1 | CS | 1 | Standard
7381 | 3447 | 1001332016 | SY53153 | -33.8727 | 151.2091 | 1 | CS | 1 | Standard
7382 | 3471 | 1001332969 | SY53161 | -33.8728 | 151.2091 | 1 | CS | 2 | Standard
7383 | 3532 | 1001332025 | SY53191 | -33.873 | 151.2091 | 1 | CS | 1 | Standard
7384 | 3332 | 1001323298 | SY53088 | -33.8722 | 151.2099 | 1 | CS | 1 | Standard
7385 | 3350 | 1001323303 | SY53101 | -33.8723 | 151.2099 | 1 | CS | 1 | Standard
7386 | 3431 | 1001327796 | SY53143 | -33.8727 | 151.2098 | 1 | CS | 1 | Standard
7387 | 3426 | 1001323308 | SY53141 | -33.8726 | 151.2098 | 1 | CS | 1 | Standard
7388 | 3525 | 1001323313 | SY53187 | -33.8729 | 151.2098 | 1 | CS | 1 | Standard
7389 | 3566 | 1001323318 | SY53212 | -33.8731 | 151.2098 | 1 | CS | 1 | Standard
7390 | 3585 | 1001323323 | SY53225 | -33.8731 | 151.2098 | 1 | CS | 1 | Standard
7391 | 3619 | 1001327270 | SY53249 | -33.8733 | 151.2097 | 1 | CS | 1 | Standard
7392 | 3638 | 1001329437 | SY53260 | -33.8734 | 151.2097 | 1 | CS | 1 | Standard
7393 | 3640 | 1001329442 | SY53261 | -33.8734 | 151.2097 | 1 | CS | 1 | Standard
7394 | 3642 | 1001329447 | SY53262 | -33.8734 | 151.21 | 1 | CS | 2 | Standard
7395 | 3671 | 1001329469 | SY53282 | -33.8736 | 151.21 | 1 | CS | 3 | Standard
7396 | 3662 | 1001329457 | SY53274 | -33.8736 | 151.2097 | 1 | CS | 1 | Standard
7397 | 3563 | 1001332035 | SY53210 | -33.8731 | 151.2087 | 1 | CS | 1 | Standard
7398 | 3569 | 1001332040 | SY53214 | -33.8731 | 151.2088 | 1 | CS | 2 | Standard
7399 | 3589 | 1001333163 | SY53227 | -33.8732 | 151.2087 | 1 | CS | 1 | Standard
7400 | 3571 | 1001332045 | SY53215 | -33.8731 | 151.2091 | 1 | CS | 1 | Standard
7401 | 3623 | 1001323709 | SY53250 | -33.8733 | 151.2091 | 1 | CS | 1 | Standard
7402 | 3596 | 1001333167 | SY53233 | -33.8732 | 151.2091 | 1 | CS | 1 | Standard
7403 | 3616 | 1001323704 | SY53248 | -33.8733 | 151.2087 | 1 | CS | 1 | Standard
7404 | 3591 | 1001327557 | SY53229 | -33.8731 | 151.2093 | 1 | CS | 1 | Standard
7405 | 3580 | 1001329418 | SY53221 | -33.8731 | 151.2094 | 1 | CS | 1 | Standard
7406 | 3578 | 1001333223 | SY53220 | -33.8731 | 151.2093 | 1 | CS | 1 | Standard
7407 | 3590 | 1001333699 | SY53228 | -33.8732 | 151.2092 | 1 | CS | 1 | Standard
7408 | 3587 | 1001323328 | SY53226 | -33.8731 | 151.2096 | 1 | CS | 2 | Standard
7409 | 3583 | 1001329422 | SY53223 | -33.8731 | 151.2095 | 1 | CS | 1 | Standard
7410 | 3597 | 1001332972 | SY53234 | -33.8732 | 151.2095 | 1 | CS | 2 | Standard
7411 | 3614 | 1001327275 | SY53247 | -33.8733 | 151.2095 | 1 | CS | 1 | Standard
7412 | 3636 | 1001329432 | SY53259 | -33.8734 | 151.2096 | 1 | CS | 1 | Standard
7413 | 3606 | 1001333171 | SY53242 | -33.8733 | 151.2092 | 1 | CS | 1 | Standard
7414 | 3610 | 1001327285 | SY53244 | -33.8733 | 151.2093 | 1 | CS | 1 | Standard
7415 | 3633 | 1001329427 | SY53257 | -33.8734 | 151.2094 | 1 | CS | 2 | Standard
7416 | 3626 | 1001333227 | SY53252 | -33.8734 | 151.2093 | 1 | CS | 1 | Standard
7417 | 3624 | 1001327265 | SY53251 | -33.8733 | 151.2093 | 1 | CS | 2 | Standard
7418 | 3648 | 1001333231 | SY53266 | -33.8734 | 151.2092 | 1 | CS | 1 | Standard
7419 | 3709 | 1001329479 | SY53308 | -33.8739 | 151.2097 | 1 | CS | 1 | Standard
7420 | 3682 | 1001333386 | SY53288 | -33.8737 | 151.2092 | 1 | CS | 1 | Standard
7421 | 3685 | 1001333235 | SY53291 | -33.8737 | 151.2092 | 1 | CS | 1 | Standard
7422 | 3674 | 1001333378 | SY53284 | -33.8736 | 151.2092 | 1 | CS | 1 | Standard
7423 | 3653 | 1001323714 | SY53269 | -33.8735 | 151.2091 | 1 | CS | 1 | Standard
7424 | 3655 | 1001327260 | SY53271 | -33.8735 | 151.2091 | 1 | CS | 1 | Standard
7425 | 3666 | 1001323761 | SY53278 | -33.8736 | 151.209 | 1 | CS | 1 | Standard
7426 | 3692 | 1001323766 | SY53296 | -33.8738 | 151.209 | 1 | CS | 2 | Standard
7427 | 3677 | 1001333382 | SY53286 | -33.8737 | 151.2092 | 1 | CS | 1 | Standard
7428 | 3705 | 1001333239 | SY53304 | -33.8738 | 151.2092 | 1 | CS | 2 | Standard
7429 | 3704 | 1001333703 | SY53303 | -33.8739 | 151.2091 | 1 | CS | 3 | Standard
7430 | 3706 | 1001333390 | SY53305 | -33.8739 | 151.2092 | 1 | CS | 1 | Standard
7431 | 3707 | 1001323771 | SY53306 | -33.8739 | 151.209 | 1 | CS | 1 | Standard
7432 | 3715 | 1001323777 | SY53309 | -33.8739 | 151.209 | 1 | CS | 2 | Standard
7433 | 3405 | 1001333220 | SY53129 | -33.8725 | 151.207 | 1 | CS | 2 | Standard
7434 | 3391 | 1001327770 | SY53123 | -33.8725 | 151.2069 | 1 | CS | 4 | Standard
7435 | 3408 | 1001327760 | SY53130 | -33.8726 | 151.2071 | 1 | CS | 1 | Standard
7436 | 3396 | 1001327765 | SY53125 | -33.8725 | 151.2071 | 1 | CS | 1 | Standard
7437 | 3419 | 1001327755 | SY53135 | -33.8726 | 151.2069 | 1 | CS | 1 | Standard
7438 | 3420 | 1001327750 | SY53136 | -33.8726 | 151.2066 | 1 | CS | 1 | Standard
7439 | 3530 | 1001321920 | SY53189 | -33.8729 | 151.2077 | 1 | CS | 2 | Standard
7440 | 3540 | 1001319392 | SY53195 | -33.873 | 151.2076 | 1 | CS | 2 | Standard
7441 | 3550 | 1001319407 | SY53200 | -33.873 | 151.2073 | 1 | CS | 1 | Standard
7442 | 3515 | 1001321910 | SY53183 | -33.8729 | 151.2072 | 1 | CS | 3 | Standard
7443 | 3523 | 1001321915 | SY53186 | -33.8729 | 151.2074 | 1 | CS | 1 | Standard
7444 | 3543 | 1001319401 | SY53198 | -33.873 | 151.2074 | 1 | CS | 1 | Standard
7445 | 3535 | 1001319387 | SY53192 | -33.873 | 151.2073 | 1 | CS | 1 | Standard
7446 | 3469 | 1001319361 | SY53160 | -33.8729 | 151.2067 | 1 | CS | 3 | Standard
7447 | 3434 | 1001333224 | SY53146 | -33.8727 | 151.2069 | 1 | CS | 2 | Standard
7448 | 3531 | 1001327816 | SY53190 | -33.873 | 151.207 | 1 | CS | 2 | Standard
7449 | 3504 | 1001327821 | SY53181 | -33.8729 | 151.2071 | 1 | CS | 1 | Standard
7450 | 7444 | 1001327429 | SY53739 | -33.8729 | 151.2069 | 1 | CS | 2 | Standard
7451 | 2529173 | 1001793936 | SY27723 | -33.8723 | 151.2082 | 1 | CS | 2 | Standard
7452 | 3348 | 1001332244 | SY53100 | -33.8723 | 151.2081 | 1 | CS | 1 | Standard
7453 | 3356 | 1001332249 | SY53104 | -33.8723 | 151.2081 | 1 | CS | 1 | Standard
7454 | 3363 | 1001334151 | SY53107 | -33.8724 | 151.2081 | 1 | CS | 1 | Standard
7455 | 3392 | 1001332254 | SY53124 | -33.8725 | 151.2081 | 1 | CS | 1 | Standard
7456 | 3416 | 1001323779 | SY53132 | -33.8726 | 151.2082 | 1 | CS | 2 | Standard
7457 | 3464 | 1001319286 | SY53158 | -33.8728 | 151.2082 | 1 | CS | 1 | Standard
7458 | 3518 | 1001319291 | SY53184 | -33.8729 | 151.2082 | 1 | CS | 1 | Standard
7459 | 3557 | 1001319280 | SY53205 | -33.873 | 151.2084 | 1 | CS | 2 | Standard
7460 | 3553 | 1001332269 | SY53202 | -33.873 | 151.2083 | 1 | CS | 2 | Standard
7461 | 3549 | 1001332264 | SY53199 | -33.873 | 151.2082 | 1 | CS | 1 | Standard
7462 | 3542 | 1001332259 | SY53197 | -33.873 | 151.208 | 1 | CS | 1 | Standard
7463 | 3559 | 1001319422 | SY53207 | -33.873 | 151.2081 | 1 | CS | 1 | Standard
7464 | 3555 | 1001319417 | SY53204 | -33.873 | 151.208 | 1 | CS | 2 | Standard
7465 | 3572 | 1001334155 | SY53216 | -33.8731 | 151.2079 | 1 | CS | 1 | Standard
7466 | 270535 | 1001331370 | SY53767 | -33.8732 | 151.2079 | 1 | CS | 1 | Standard
7467 | 3600 | 1001331361 | SY53237 | -33.8732 | 151.2077 | 1 | CS | 1 | Standard
7468 | 3574 | 1001334159 | SY53218 | -33.8731 | 151.2082 | 1 | CS | 1 | Standard
7469 | 3598 | 1001333015 | SY53235 | -33.8732 | 151.2082 | 1 | CS | 1 | Standard
7470 | 3582 | 1001327802 | SY53222 | -33.8731 | 151.208 | 1 | CS | 1 | Standard
7471 | 3603 | 1001331365 | SY53239 | -33.8732 | 151.208 | 1 | CS | 3 | Standard
7472 | 3604 | 1001319978 | SY53240 | -33.8733 | 151.2082 | 1 | CS | 1 | Standard
7473 | 3627 | 1001319983 | SY53253 | -33.8734 | 151.2082 | 1 | CS | 1 | Standard
7474 | 3630 | 1001321925 | SY53256 | -33.8734 | 151.208 | 1 | CS | 1 | Standard
7475 | 3646 | 1001321929 | SY53264 | -33.8735 | 151.208 | 1 | CS | 2 | Standard
7476 | 3562 | 1001333415 | SY53209 | -33.8731 | 151.2083 | 1 | CS | 3 | Standard
7477 | 3577 | 1001332274 | SY53219 | -33.8731 | 151.2083 | 1 | CS | 3 | Standard
7478 | 3561 | 1001332030 | SY53208 | -33.873 | 151.2086 | 1 | CS | 2 | Standard
7479 | 3607 | 1001323698 | SY53243 | -33.8733 | 151.2083 | 1 | CS | 2 | Standard
7480 | 3649 | 1001319988 | SY53267 | -33.8735 | 151.2082 | 1 | CS | 1 | Standard
7481 | 3670 | 1001319993 | SY53281 | -33.8736 | 151.2082 | 1 | CS | 1 | Standard
7482 | 3663 | 1001319296 | SY53275 | -33.8736 | 151.208 | 1 | CS | 1 | Standard
7483 | 3688 | 1001334163 | SY53293 | -33.8738 | 151.2081 | 1 | CS | 2 | Standard
7484 | 3696 | 1001319998 | SY53299 | -33.8738 | 151.2081 | 1 | CS | 2 | Standard
7485 | 3683 | 1001319302 | SY53289 | -33.8737 | 151.208 | 1 | CS | 2 | Standard
7486 | 3695 | 1001327324 | SY53298 | -33.8738 | 151.208 | 1 | CS | 1 | Standard
7487 | 3541 | 1001319396 | SY53196 | -33.8731 | 151.2068 | 1 | CS | 2 | Standard
7488 | 3554 | 1001333228 | SY53203 | -33.8732 | 151.2067 | 1 | CS | 1 | Standard
7489 | 3552 | 1001319412 | SY53201 | -33.8731 | 151.2071 | 1 | CS | 1 | Standard
7490 | 3584 | 1001331335 | SY53224 | -33.8732 | 151.2072 | 1 | CS | 1 | Standard
7491 | 3643 | 1001331351 | SY53263 | -33.8735 | 151.2071 | 1 | CS | 2 | Standard
7492 | 3592 | 1001331340 | SY53230 | -33.8732 | 151.2074 | 1 | CS | 1 | Standard
7493 | 3593 | 1001331345 | SY53231 | -33.8732 | 151.2075 | 1 | CS | 2 | Standard
7494 | 3594 | 1001331356 | SY53232 | -33.8732 | 151.2075 | 1 | CS | 1 | Standard
7495 | 3669 | 1001323794 | SY53280 | -33.8736 | 151.2071 | 1 | CS | 3 | Standard
7496 | 3701 | 1001323803 | SY53302 | -33.8738 | 151.2071 | 1 | CS | 1 | Standard
7497 | 3686 | 1001323799 | SY53292 | -33.8737 | 151.2071 | 1 | CS | 1 | Standard
7498 | 2093 | 1001323326 | SY51435 | -33.8679 | 151.1976 | 1 | CS | 2 | Standard
7499 | 1819 | 1001323068 | LE50175 | -33.8671 | 151.1956 | 1 | CS | 2 | Standard
7500 | 1982 | 1001323321 | SY51420 | -33.8677 | 151.1959 | 1 | CS | 1 | Standard
7501 | 7496 | 1001323395 | SY51540 | -33.8682 | 151.1963 | 1 | CS | 2 | Standard
7502 | 1456 | 1001319820 | SY51192 | -33.8657 | 151.205 | 1 | CS | 1 | Standard
7503 | 1466 | 1001334279 | SY51575 | -33.8657 | 151.205 | 1 | CS | 1 | Standard
7504 | 1476 | 1001319825 | SY51583 | -33.8658 | 151.205 | 1 | CS | 1 | Standard
7505 | 1459 | 1001319033 | SY51572 | -33.8658 | 151.2049 | 1 | CS | 1 | Standard
7506 | 1445 | 1001319730 | SY51184 | -33.8657 | 151.2056 | 1 | CS | 1 | Standard
7507 | 1485 | 1001319735 | SY51590 | -33.8658 | 151.2056 | 1 | CS | 1 | Standard
7508 | 1529 | 1001319740 | SY51624 | -33.8661 | 151.2056 | 1 | CS | 1 | Standard
7509 | 1534 | 1001319745 | SY51628 | -33.8661 | 151.2056 | 1 | CS | 2 | Standard
7510 | 1562 | 1001319750 | SY51651 | -33.8662 | 151.2056 | 1 | CS | 1 | Standard
7511 | 1555 | 1001325534 | SY51645 | -33.8662 | 151.2053 | 1 | CS | 1 | Standard
7512 | 1488 | 1001321474 | SY51593 | -33.8658 | 151.2048 | 1 | CS | 1 | Standard
7513 | 1480 | 1001319038 | SY51586 | -33.8658 | 151.2049 | 1 | CS | 2 | Standard
7514 | 1500 | 1001321479 | SY51602 | -33.8659 | 151.2049 | 1 | CS | 1 | Standard
7515 | 1496 | 1001319795 | SY51599 | -33.8659 | 151.205 | 1 | CS | 1 | Standard
7516 | 1533 | 1001321484 | SY51627 | -33.8661 | 151.2049 | 1 | CS | 1 | Standard
7517 | 1552 | 1001325875 | SY51642 | -33.8662 | 151.2051 | 1 | CS | 2 | Standard
7518 | 1574 | 1001325880 | SY51661 | -33.8663 | 151.2051 | 1 | CS | 2 | Standard
7519 | 1578 | 1001321489 | SY51665 | -33.8663 | 151.2049 | 1 | CS | 1 | Standard
7520 | 1498 | 1001323898 | SY51601 | -33.8659 | 151.2042 | 1 | CS | 1 | Standard
7521 | 1482 | 1001333668 | SY51588 | -33.8658 | 151.2043 | 1 | CS | 1 | Standard
7522 | 1487 | 1001334165 | SY51592 | -33.8659 | 151.2043 | 1 | CS | 1 | Standard
7523 | 1519 | 1001334169 | SY51617 | -33.866 | 151.2044 | 1 | CS | 3 | Standard
7524 | 1582 | 1001323917 | SY51668 | -33.8663 | 151.2042 | 1 | CS | 2 | Standard
7525 | 1520089 | 1001319770 | SY56374 | -33.8662 | 151.2059 | 1 | CS | 2 | Standard
7526 | 1603 | 1001319755 | SY51685 | -33.8664 | 151.2057 | 1 | CS | 2 | Standard
7527 | 1663 | 1001332468 | SY51730 | -33.8666 | 151.2059 | 1 | CS | 1 | Standard
7528 | 1641 | 1001319760 | SY51716 | -33.8665 | 151.2057 | 1 | CS | 2 | Standard
7529 | 1664 | 1001332473 | SY51731 | -33.8666 | 151.2057 | 1 | CS | 1 | Standard
7530 | 1575 | 1001334205 | SY51662 | -33.8663 | 151.2063 | 1 | Not CS | 0 | Standard
7531 | 1550135 | 1001319780 | SY56378 | -33.8662 | 151.2062 | 1 | CS | 2 | Standard
7532 | 1550134 | 1001319775 | SY56379 | -33.8666 | 151.2062 | 1 | CS | 1 | Standard
7533 | 2207129 | 1001509524 | SY26503 | -33.8668 | 151.2062 | 1 | CS | 2 | Standard
7534 | 515304 | 1001331937 | SY52754 | -33.8667 | 151.2062 | 1 | CS | 1 | Standard
7535 | 1746 | 1001334209 | SY51787 | -33.8668 | 151.2062 | 1 | CS | 1 | Standard
7536 | 1811 | 1001334216 | SY51829 | -33.867 | 151.2062 | 1 | CS | 1 | Standard
7537 | 1795 | 1001332501 | SY51820 | -33.867 | 151.2062 | 1 | CS | 2 | Standard
7538 | 1718 | 1001325896 | SY51772 | -33.8667 | 151.2057 | 1 | CS | 3 | Standard
7539 | 1716 | 1001332267 | SY51770 | -33.8667 | 151.2057 | 1 | CS | 1 | Standard
7540 | 1687 | 1001325543 | SY51747 | -33.8667 | 151.2059 | 1 | CS | 1 | Standard
7541 | 1796 | 1001332505 | SY51821 | -33.867 | 151.2061 | 1 | CS | 1 | Standard
7542 | 1786 | 1001332496 | SY51815 | -33.8669 | 151.206 | 1 | CS | 1 | Standard
7543 | 1761 | 1001325906 | SY51798 | -33.8668 | 151.2057 | 1 | CS | 1 | Standard
7544 | 1784 | 1001325816 | SY51814 | -33.8669 | 151.2057 | 1 | CS | 1 | Standard
7545 | 1808 | 1001333347 | SY51827 | -33.867 | 151.2057 | 1 | CS | 2 | Standard
7546 | 1836 | 1001332203 | SY51839 | -33.8671 | 151.2058 | 1 | CS | 1 | Standard
7547 | 1835 | 1001333351 | SY51838 | -33.8671 | 151.2057 | 1 | CS | 2 | Standard
7548 | 1886 | 1001329061 | SY51876 | -33.8672 | 151.2058 | 1 | CS | 2 | Standard
7549 | 1830 | 1001334220 | SY51834 | -33.8671 | 151.2061 | 1 | CS | 2 | Standard
7550 | 1816 | 1001325564 | SY51832 | -33.8671 | 151.2059 | 1 | CS | 2 | Standard
7551 | 1844 | 1001332133 | SY51846 | -33.8671 | 151.2062 | 1 | CS | 1 | Standard
7552 | 1842 | 1001333355 | SY51844 | -33.8671 | 151.2059 | 1 | CS | 1 | Standard
7553 | 1887 | 1001333359 | SY51877 | -33.8672 | 151.2059 | 1 | CS | 3 | Standard
7554 | 1894 | 1001334264 | SY51881 | -33.8673 | 151.2059 | 1 | CS | 4 | Standard
7555 | 1899 | 1001329067 | SY51885 | -33.8673 | 151.2058 | 1 | CS | 2 | Standard
7556 | 1914 | 1001329073 | SY51895 | -33.8674 | 151.2058 | 1 | CS | 1 | Standard
7557 | 1831 | 1001334223 | SY51835 | -33.8671 | 151.2062 | 1 | CS | 3 | Standard
7558 | 1931 | 1001329056 | SY51908 | -33.8675 | 151.2058 | 1 | CS | 1 | Standard
7559 | 1999 | 1001329078 | SY51952 | -33.8676 | 151.2058 | 1 | CS | 2 | Standard
7560 | 2003 | 1001329032 | SY51956 | -33.8676 | 151.2056 | 1 | CS | 2 | Standard
7561 | 2015 | 1001334115 | SY51968 | -33.8677 | 151.206 | 1 | CS | 2 | Standard
7562 | 2889864 | 1001711252 | SY27597 | -33.8675 | 151.2059 | 1 | CS | 2 | Standard
7563 | 1995 | 1001325569 | SY51950 | -33.8676 | 151.2061 | 1 | CS | 1 | Standard
7564 | 1997 | 1001334268 | SY51951 | -33.8676 | 151.206 | 1 | CS | 3 | Standard
7565 | 2043 | 1001319935 | SY51990 | -33.8677 | 151.2059 | 1 | CS | 1 | Standard
7566 | 2051 | 1001319940 | SY51996 | -33.8678 | 151.206 | 1 | CS | 2 | Standard
7567 | 2054 | 1001329042 | SY51998 | -33.8678 | 151.206 | 1 | CS | 1 | Standard
7568 | 2084 | 1001329051 | SY52019 | -33.8679 | 151.206 | 1 | CS | 1 | Standard
7569 | 2063 | 1001332487 | SY52005 | -33.8678 | 151.2059 | 1 | CS | 3 | Standard
7570 | 2207140 | 1001510816 | SY26634 | -33.8678 | 151.2057 | 1 | CS | 2 | Standard
7571 | 2057 | 1001329047 | SY52000 | -33.8678 | 151.2057 | 1 | CS | 1 | Standard
7572 | 751453 | 1001334127 | SY52800 | -33.8678 | 151.2057 | 1 | CS | 1 | Unknown
7573 | 2049 | 1001329083 | SY51994 | -33.8678 | 151.2058 | 1 | CS | 2 | Standard
7574 | 747161 | 1001329106 | SY52799 | -33.8679 | 151.2058 | 1 | CS | 4 | Standard
7575 | 1679 | 1001327852 | SY51367 | -33.8666 | 151.2035 | 1 | CS | 1 | Standard
7576 | 790096 | 1001333672 | SY52804 | -33.8663 | 151.2043 | 1 | CS | 2 | Standard
7577 | 1597 | 1001334173 | SY51679 | -33.8663 | 151.2044 | 1 | CS | 1 | Standard
7578 | 1655 | 1001334177 | SY51728 | -33.8665 | 151.2044 | 1 | CS | 1 | Standard
7579 | 1684 | 1001321582 | SY51745 | -33.8666 | 151.2044 | 1 | CS | 1 | Standard
7580 | 1666 | 1001323931 | SY51732 | -33.8666 | 151.2043 | 1 | CS | 1 | Standard
7581 | 1697 | 1001325683 | SY51756 | -33.8667 | 151.2044 | 1 | CS | 1 | Standard
7582 | 1708 | 1001323941 | SY51764 | -33.8667 | 151.2043 | 1 | CS | 1 | Standard
7583 | 1760 | 1001321597 | SY51797 | -33.8668 | 151.2043 | 1 | CS | 1 | Standard
7584 | 1765 | 1001321602 | SY51800 | -33.8669 | 151.2042 | 1 | CS | 1 | Standard
7585 | 2954276 | 1001627624 | SY27291 | -33.8668 | 151.2046 | 1 | CS | 2 | Standard
7586 | 1713 | 1001319063 | SY51767 | -33.8667 | 151.2046 | 1 | CS | 1 | Standard
7587 | 1704 | 1001321592 | SY51761 | -33.8667 | 151.2044 | 1 | CS | 1 | Standard
7588 | 1700 | 1001321587 | SY51759 | -33.8667 | 151.2045 | 1 | CS | 1 | Standard
7589 | 1696 | 1001321519 | SY51755 | -33.8667 | 151.2046 | 1 | CS | 1 | Standard
7590 | 1750 | 1001325828 | SY51790 | -33.8668 | 151.2046 | 1 | CS | 1 | Standard
7591 | 1762 | 1001321524 | SY51799 | -33.8668 | 151.2045 | 1 | CS | 1 | Standard
7592 | 536753 | 1001321247 | SY52774 | -33.8669 | 151.2045 | 1 | CS | 3 | Standard
7593 | 536752 | 1001333190 | SY52773 | -33.867 | 151.2045 | 1 | CS | 1 | Standard
7594 | 536751 | 1001333186 | SY52772 | -33.8671 | 151.2045 | 1 | CS | 1 | Standard
7595 | 1790 | 1001321528 | SY51818 | -33.8669 | 151.2043 | 1 | CS | 1 | Standard
7596 | 1825 | 1001321533 | SY51833 | -33.8671 | 151.2043 | 1 | CS | 1 | Standard
7597 | 1701 | 1001327857 | SY51369 | -33.8667 | 151.2036 | 1 | CS | 1 | Standard
7598 | 1726 | 1001323962 | SY51372 | -33.8668 | 151.2036 | 1 | CS | 3 | Standard
7599 | 1727 | 1001327862 | SY51373 | -33.8668 | 151.2036 | 1 | CS | 2 | Standard
7600 | 1723 | 1001323951 | SY51370 | -33.8667 | 151.2038 | 1 | CS | 1 | Standard
7601 | 1724 | 1001323957 | SY51371 | -33.8667 | 151.2037 | 1 | CS | 1 | Standard
7602 | 1714 | 1001323946 | SY51768 | -33.8667 | 151.2041 | 1 | CS | 2 | Standard
7603 | 1769 | 1001321607 | SY51803 | -33.8669 | 151.2041 | 1 | CS | 1 | Standard
7604 | 1734 | 1001319004 | SY51782 | -33.8668 | 151.2041 | 1 | CS | 1 | Standard
7605 | 1775 | 1001321617 | SY51808 | -33.8669 | 151.2039 | 1 | CS | 2 | Standard
7606 | 1773 | 1001321612 | SY51807 | -33.8669 | 151.204 | 1 | CS | 1 | Standard
7607 | 1785 | 1001325008 | SY51390 | -33.8669 | 151.2036 | 1 | CS | 1 | Standard
7608 | 1778 | 1001321622 | SY51388 | -33.8669 | 151.2038 | 1 | CS | 1 | Standard
7609 | 1591 | 1001325886 | SY51674 | -33.8663 | 151.2051 | 1 | CS | 3 | Standard
7610 | 1579 | 1001223826 | SY51666 | -33.8663 | 151.2051 | 1 | CS | 2 | Standard
7611 | 1592 | 1001319044 | SY51675 | -33.8663 | 151.205 | 1 | CS | 1 | Standard
7612 | 1949477 | 1001615113 | SY27230 | -33.8664 | 151.2049 | 1 | CS | 2 | Standard
7613 | 1638 | 1001325891 | SY51713 | -33.8665 | 151.2051 | 1 | CS | 1 | Standard
7614 | 1674 | 1001223831 | SY51737 | -33.8666 | 151.2051 | 1 | CS | 1 | Standard
7615 | 1656 | 1001321493 | SY51729 | -33.8665 | 151.2049 | 1 | CS | 1 | Standard
7616 | 1667 | 1001332303 | SY51733 | -33.8666 | 151.205 | 1 | CS | 1 | Standard
7617 | 1630 | 1001325539 | SY51706 | -33.8665 | 151.2054 | 1 | CS | 1 | Standard
7618 | 1677 | 1001332478 | SY51739 | -33.8666 | 151.2054 | 1 | CS | 3 | Standard
7619 | 1681 | 1001332488 | SY51742 | -33.8666 | 151.2053 | 1 | CS | 1 | Standard
7620 | 1680 | 1001332483 | SY51741 | -33.8666 | 151.2052 | 1 | CS | 2 | Standard
7621 | 1699 | 1001325554 | SY51758 | -33.8667 | 151.2052 | 1 | CS | 3 | Standard
7622 | 1694 | 1001325550 | SY51753 | -33.8667 | 151.2054 | 1 | CS | 1 | Standard
7623 | 1728 | 1001321078 | SY51778 | -33.8668 | 151.2053 | 1 | CS | 1 | Standard
7624 | 1725 | 1001325901 | SY51777 | -33.8667 | 151.2054 | 1 | CS | 1 | Standard
7625 | 1729 | 1001321084 | SY51779 | -33.8668 | 151.2052 | 1 | CS | 1 | Standard
7626 | 2503416 | 1001639314 | SY27357 | -33.8667 | 151.2055 | 1 | CS | 2 | Standard
7627 | 1695 | 1001321514 | SY51754 | -33.8667 | 151.2047 | 1 | CS | 1 | Standard
7628 | 1692 | 1001321509 | SY51751 | -33.8667 | 151.2048 | 1 | CS | 1 | Standard
7629 | 1688 | 1001321504 | SY51748 | -33.8666 | 151.2049 | 1 | CS | 1 | Standard
7630 | 1715 | 1001325559 | SY51769 | -33.8667 | 151.2048 | 1 | CS | 1 | Standard
7631 | 1740 | 1001325820 | SY51784 | -33.8668 | 151.2049 | 1 | CS | 1 | Standard
7632 | 1682 | 1001321499 | SY51743 | -33.8666 | 151.2049 | 1 | CS | 1 | Standard
7633 | 1706 | 1001223837 | SY51762 | -33.8667 | 151.2051 | 1 | CS | 1 | Standard
7634 | 1730 | 1001223842 | SY51780 | -33.8668 | 151.2051 | 1 | CS | 1 | Standard
7635 | 1744 | 1001223847 | SY51786 | -33.8668 | 151.2051 | 1 | CS | 1 | Standard
7636 | 1741 | 1001325824 | SY51785 | -33.8668 | 151.205 | 1 | CS | 1 | Standard
7637 | 1770 | 1001223857 | SY51804 | -33.8669 | 151.205 | 1 | CS | 1 | Standard
7638 | 1767 | 1001223852 | SY51801 | -33.8669 | 151.2051 | 1 | CS | 1 | Standard
7639 | 1776 | 1001321089 | SY51809 | -33.8669 | 151.2051 | 1 | CS | 1 | Standard
7640 | 1801 | 1001325833 | SY51824 | -33.867 | 151.205 | 1 | CS | 1 | Standard
7641 | 1839 | 1001321094 | SY51842 | -33.8671 | 151.2052 | 1 | CS | 1 | Standard
7642 | 1871 | 1001321114 | SY51865 | -33.8672 | 151.2052 | 1 | CS | 2 | Standard
7643 | 1890 | 1001321119 | SY51879 | -33.8672 | 151.2052 | 1 | CS | 1 | Standard
7644 | 1865 | 1001223862 | SY51859 | -33.8672 | 151.2051 | 1 | CS | 1 | Standard
7645 | 1868 | 1001325838 | SY51862 | -33.8672 | 151.205 | 1 | CS | 1 | Standard
7646 | 1902 | 1001325843 | SY51887 | -33.8673 | 151.205 | 1 | CS | 2 | Standard
7647 | 1896 | 1001321099 | SY51882 | -33.8673 | 151.2052 | 1 | CS | 1 | Standard
7648 | 1916 | 1001321104 | SY51897 | -33.8674 | 151.2052 | 1 | CS | 1 | Standard
7649 | 1917 | 1001325849 | SY51898 | -33.8674 | 151.205 | 1 | CS | 1 | Standard
7650 | 2006 | 1001329027 | SY51959 | -33.8676 | 151.2055 | 1 | CS | 3 | Standard
7651 | 2009 | 1001321109 | SY51962 | -33.8677 | 151.2052 | 1 | CS | 1 | Standard
7652 | 2002 | 1001329022 | SY51955 | -33.8676 | 151.2056 | 1 | CS | 1 | Standard
7653 | 2055 | 1001329037 | SY51999 | -33.8678 | 151.2055 | 1 | CS | 1 | Standard
7654 | 2068 | 1001334119 | SY52006 | -33.8678 | 151.2052 | 1 | CS | 2 | Standard
7655 | 2059 | 1001329003 | SY52002 | -33.8678 | 151.2053 | 1 | CS | 2 | Standard
7656 | 2058 | 1001329017 | SY52001 | -33.8678 | 151.2053 | 1 | CS | 1 | Standard
7657 | 2075 | 1001329007 | SY52012 | -33.8678 | 151.2052 | 1 | CS | 1 | Standard
7658 | 536766 | 1001319867 | SY52775 | -33.8677 | 151.2051 | 1 | CS | 2 | Standard
7659 | 1947 | 1001325855 | SY51918 | -33.8675 | 151.205 | 1 | CS | 1 | Standard
7660 | 2017 | 1001325860 | SY51970 | -33.8677 | 151.2051 | 1 | CS | 1 | Standard
7661 | 2027 | 1001325865 | SY51977 | -33.8677 | 151.2051 | 1 | CS | 1 | Standard
7662 | 2069 | 1001223868 | SY52007 | -33.8678 | 151.2051 | 1 | CS | 1 | Standard
7663 | 2072 | 1001325870 | SY52010 | -33.8678 | 151.2051 | 1 | CS | 1 | Standard
7664 | 2088 | 1001319122 | SY52023 | -33.8679 | 151.2051 | 1 | CS | 1 | Standard
7665 | 2079 | 1001319118 | SY52015 | -33.8679 | 151.2051 | 1 | CS | 2 | Standard
7666 | 1874 | 1001321538 | SY51867 | -33.8672 | 151.2043 | 1 | CS | 1 | Standard
7667 | 1992417 | 1001608348 | SY27218 | -33.8672 | 151.2044 | 1 | CS | 2 | Standard
7668 | 1849 | 1001333158 | SY51848 | -33.8671 | 151.2045 | 1 | CS | 1 | Standard
7669 | 1904 | 1001333162 | SY51888 | -33.8673 | 151.2045 | 1 | CS | 1 | Standard
7670 | 1910 | 1001321543 | SY51891 | -33.8674 | 151.2043 | 1 | CS | 1 | Standard
7671 | 1956 | 1001321548 | SY51925 | -33.8676 | 151.2044 | 1 | CS | 1 | Standard
7672 | 2032 | 1001321553 | SY51981 | -33.8677 | 151.2044 | 1 | CS | 1 | Standard
7673 | 1976 | 1001333166 | SY51943 | -33.8676 | 151.2045 | 1 | CS | 1 | Standard
7674 | 2024 | 1001333170 | SY51975 | -33.8677 | 151.2046 | 1 | CS | 1 | Standard
7675 | 2062 | 1001333174 | SY52004 | -33.8678 | 151.2046 | 1 | CS | 1 | Standard
7676 | 2074 | 1001333178 | SY52011 | -33.8678 | 151.2046 | 1 | CS | 1 | Standard
7677 | 1992418 | 1001608349 | SY27219 | -33.8679 | 151.2045 | 1 | CS | 2 | Standard
7678 | 2087 | 1001333182 | SY52022 | -33.8679 | 151.2046 | 1 | CS | 1 | Standard
7679 | 2046 | 1001321558 | SY51992 | -33.8678 | 151.2044 | 1 | CS | 1 | Standard
7680 | 2064 | 1001321143 | SY51430 | -33.8678 | 151.2036 | 1 | CS | 1 | Standard
7681 | 437990 | 1001321153 | SY51567 | -33.868 | 151.2036 | 1 | CS | 1 | Standard
7682 | 1475 | 1001331543 | SY51349 | -33.8658 | 151.2033 | 1 | CS | 1 | Standard
7683 | 1484 | 1001331548 | SY51350 | -33.8659 | 151.2035 | 1 | CS | 1 | Standard
7684 | 1495 | 1001329985 | SY51351 | -33.8659 | 151.2034 | 1 | CS | 2 | Standard
7685 | 1507 | 1001323998 | SY51353 | -33.866 | 151.2034 | 1 | CS | 1 | Standard
7686 | 1522 | 1001327847 | SY51355 | -33.866 | 151.2035 | 1 | CS | 1 | Standard
7687 | 1561 | 1001331000 | SY51359 | -33.8661 | 151.2033 | 1 | CS | 1 | Standard
7688 | 1585 | 1001325003 | SY51360 | -33.8663 | 151.2035 | 1 | CS | 1 | Standard
7689 | 1504 | 1001323902 | SY51352 | -33.8659 | 151.2031 | 1 | CS | 1 | Standard
7690 | 1525 | 1001329990 | SY51356 | -33.866 | 151.2032 | 1 | CS | 1 | Standard
7691 | 1516 | 1001323907 | SY51354 | -33.866 | 151.2033 | 1 | CS | 1 | Standard
7692 | 1539 | 1001329995 | SY51357 | -33.8661 | 151.2032 | 1 | CS | 1 | Standard
7693 | 1546 | 1001323912 | SY51358 | -33.8662 | 151.2032 | 1 | CS | 1 | Standard
7694 | 1590 | 1001323921 | SY51362 | -33.8663 | 151.2033 | 1 | CS | 1 | Standard
7695 | 1586 | 1001331005 | SY51361 | -33.8663 | 151.2031 | 1 | CS | 1 | Standard
7696 | 403636 | 1001321968 | SY51565 | -33.8669 | 151.2025 | 1 | CS | 2 | Standard
7697 | 98676828 | 1001907201 | SY28563 | -33.8668 | 151.2026 | 1 | CS | 2 | Standard
7698 | 1763 | 1001331015 | SY51385 | -33.8669 | 151.2028 | 1 | CS | 3 | Standard
7699 | 1764 | 1001331020 | SY51386 | -33.8669 | 151.2029 | 1 | CS | 2 | Standard
7700 | 1807 | 1001331029 | SY51394 | -33.867 | 151.2028 | 1 | CS | 1 | Standard
7701 | 1828 | 1001329881 | SY51397 | -33.8671 | 151.2027 | 1 | CS | 2 | Standard
7702 | 2207147 | 1001561124 | SY26816 | -33.8666 | 151.2035 | 1 | CS | 2 | Standard
7703 | 1615 | 1001323926 | SY51363 | -33.8664 | 151.2032 | 1 | CS | 2 | Standard
7704 | 1623 | 1001329959 | SY51364 | -33.8664 | 151.2032 | 1 | CS | 1 | Standard
7705 | 2499120 | 1001632060 | SY27321 | -33.8665 | 151.2033 | 1 | CS | 2 | Preformed
7706 | 1685 | 1001323936 | SY51368 | -33.8666 | 151.2033 | 1 | CS | 1 | Standard
7707 | 1660 | 1001329971 | SY51366 | -33.8666 | 151.2031 | 1 | CS | 1 | Standard
7708 | 1648 | 1001329964 | SY51365 | -33.8665 | 151.203 | 1 | CS | 2 | Standard
7709 | 498105 | 1001413449 | SY51570 | -33.8663 | 151.2034 | 1 | CS | 2 | Standard
7710 | 1766 | 1001319009 | SY51387 | -33.8669 | 151.2034 | 1 | CS | 1 | Standard
7711 | 1792 | 1001319571 | SY51391 | -33.867 | 151.2035 | 1 | CS | 1 | Standard
7712 | 1824 | 1001319577 | SY51396 | -33.8671 | 151.2035 | 1 | CS | 1 | Standard
7713 | 1840 | 1001319587 | SY51399 | -33.8671 | 151.2035 | 1 | CS | 2 | Standard
7714 | 1731 | 1001329975 | SY51374 | -33.8668 | 151.2029 | 1 | CS | 1 | Standard
7715 | 1758 | 1001319078 | SY51384 | -33.8668 | 151.203 | 1 | CS | 1 | Standard
7716 | 1745 | 1001331050 | SY51381 | -33.8668 | 151.203 | 1 | CS | 2 | Standard
7717 | 1752 | 1001331010 | SY51383 | -33.8668 | 151.2029 | 1 | CS | 1 | Standard
7718 | 1735 | 1001329980 | SY51376 | -33.8668 | 151.2031 | 1 | CS | 1 | Standard
7719 | 1749 | 1001331055 | SY51382 | -33.8668 | 151.2029 | 1 | CS | 1 | Standard
7720 | 442282 | 1001319146 | SY51568 | -33.8668 | 151.2033 | 1 | CS | 2 | Standard
7721 | 1736 | 1001331035 | SY51377 | -33.8668 | 151.2033 | 1 | CS | 1 | Standard
7722 | 1732 | 1001327867 | SY51375 | -33.8668 | 151.2033 | 1 | CS | 3 | Standard
7723 | 1738 | 1001331040 | SY51378 | -33.8668 | 151.2031 | 1 | CS | 1 | Standard
7724 | 1739 | 1001331045 | SY51379 | -33.8668 | 151.2032 | 1 | CS | 1 | Standard
7725 | 1793 | 1001327872 | SY51392 | -33.867 | 151.2033 | 1 | CS | 2 | Standard
7726 | 1945182 | 1001607548 | SY27217 | -33.867 | 151.2032 | 1 | CS | 1 | Standard
7727 | 1833 | 1001319582 | SY51398 | -33.8671 | 151.2033 | 1 | CS | 2 | Standard
7728 | 1782 | 1001319083 | SY51389 | -33.8669 | 151.2029 | 1 | CS | 1 | Standard
7729 | 1799 | 1001331025 | SY51393 | -33.867 | 151.203 | 1 | CS | 2 | Standard
7730 | 1810 | 1001329954 | SY51395 | -33.867 | 151.203 | 1 | CS | 2 | Standard
7731 | 1903 | 1001329896 | SY51405 | -33.8673 | 151.203 | 1 | CS | 2 | Standard
7732 | 1878 | 1001319592 | SY51401 | -33.8672 | 151.2033 | 1 | CS | 1 | Standard
7733 | 1926 | 1001319597 | SY51409 | -33.8675 | 151.2034 | 1 | CS | 1 | Standard
7734 | 1934 | 1001319088 | SY51411 | -33.8675 | 151.203 | 1 | CS | 3 | Standard
7735 | 1946 | 1001319093 | SY51415 | -33.8675 | 151.203 | 1 | CS | 3 | Standard
7736 | 1950 | 1001329871 | SY51416 | -33.8675 | 151.203 | 1 | CS | 1 | Standard
7737 | 1412726 | 1001332985 | SY56335 | -33.8671 | 151.2034 | 1 | CS | 2 | Standard
7738 | 1882 | 1001333286 | SY51402 | -33.8672 | 151.2035 | 1 | CS | 1 | Standard
7739 | 1900 | 1001413431 | SY51404 | -33.8673 | 151.2034 | 1 | CS | 1 | Standard
7740 | 1907 | 1001333290 | SY51407 | -33.8673 | 151.2035 | 1 | CS | 1 | Standard
7741 | 1942 | 1001413450 | SY51413 | -33.8675 | 151.2034 | 1 | CS | 1 | Standard
7742 | 1928 | 1001413432 | SY51410 | -33.8675 | 151.2034 | 1 | CS | 1 | Standard
7743 | 1412733 | 1001413454 | SY56363 | -33.8676 | 151.2035 | 1 | CS | 2 | Standard
7744 | 1983 | 1001321139 | SY51421 | -33.8676 | 151.2036 | 1 | CS | 1 | Standard
7745 | 1977 | 1001321134 | SY51418 | -33.8676 | 151.2036 | 1 | CS | 1 | Standard
7746 | 2039 | 1001319602 | SY51425 | -33.8677 | 151.2034 | 1 | CS | 1 | Standard
7747 | 2077 | 1001319606 | SY51433 | -33.8678 | 151.2034 | 1 | CS | 1 | Standard
7748 | 2091 | 1001319611 | SY51434 | -33.8679 | 151.2034 | 1 | CS | 1 | Standard
7749 | 1967 | 1001319098 | SY51417 | -33.8676 | 151.203 | 1 | CS | 3 | Standard
7750 | 1988 | 1001329931 | SY51423 | -33.8676 | 151.203 | 1 | CS | 1 | Standard
7751 | 1978 | 1001333282 | SY51419 | -33.8676 | 151.203 | 1 | CS | 1 | Standard
7752 | 2040 | 1001329941 | SY51426 | -33.8677 | 151.2031 | 1 | CS | 1 | Standard
7753 | 2026 | 1001329936 | SY51424 | -33.8677 | 151.2028 | 1 | CS | 1 | Standard
7754 | 2045 | 1001329945 | SY51427 | -33.8678 | 151.2029 | 1 | CS | 2 | Standard
7755 | 2073 | 1001319103 | SY51432 | -33.8678 | 151.203 | 1 | CS | 2 | Standard
7756 | 2060 | 1001329906 | SY51429 | -33.8678 | 151.203 | 1 | CS | 1 | Standard
7757 | 1895 | 1001329891 | SY51403 | -33.8673 | 151.2028 | 1 | CS | 1 | Standard
7758 | 1921 | 1001329857 | SY51408 | -33.8674 | 151.2027 | 1 | CS | 1 | Standard
7759 | 1943 | 1001329867 | SY51414 | -33.8675 | 151.2028 | 1 | CS | 1 | Standard
7760 | 38674 | 1001321963 | SY51542 | -33.868 | 151.2026 | 1 | CS | 1 | Standard
7761 | 1986 | 1001329876 | SY51422 | -33.8676 | 151.2028 | 1 | CS | 1 | Standard
7762 | 2056 | 1001329950 | SY51428 | -33.8678 | 151.2027 | 1 | CS | 1 | Standard
7763 | 2065 | 1001329911 | SY51431 | -33.8678 | 151.2028 | 1 | CS | 1 | Standard
7764 | 2146 | 1001329921 | SY51441 | -33.8682 | 151.2027 | 1 | CS | 1 | Standard
7765 | 2118 | 1001319617 | SY51436 | -33.8681 | 151.2034 | 1 | CS | 2 | Standard
7766 | 2129 | 1001413451 | SY51438 | -33.8681 | 151.2035 | 1 | CS | 2 | Standard
7767 | 2145 | 1001321150 | SY51440 | -33.8682 | 151.2035 | 1 | CS | 1 | Standard
7768 | 2140 | 1001323996 | SY51439 | -33.8682 | 151.2036 | 1 | CS | 1 | Standard
7769 | 2167 | 1001325002 | SY51443 | -33.8683 | 151.2036 | 1 | CS | 1 | Standard
7770 | 2121 | 1001329916 | SY51437 | -33.8681 | 151.203 | 1 | CS | 1 | Standard
7771 | 2165 | 1001329926 | SY51442 | -33.8683 | 151.203 | 1 | CS | 1 | Standard
7772 | 2236 | 1001331058 | SY51449 | -33.8685 | 151.2031 | 1 | CS | 1 | Standard
7773 | 2337 | 1001223889 | SY51458 | -33.8688 | 151.2033 | 1 | CS | 3 | Standard
7774 | 2336 | 1001223884 | SY51457 | -33.8688 | 151.2033 | 1 | CS | 2 | Standard
7775 | 2205 | 1001319622 | SY51445 | -33.8684 | 151.2035 | 1 | CS | 3 | Standard
7776 | 2209 | 1001325007 | SY51446 | -33.8684 | 151.2037 | 1 | CS | 1 | Standard
7777 | 2228 | 1001376965 | SY51448 | -33.8685 | 151.2037 | 1 | CS | 1 | Standard
7778 | 425112 | 1001413452 | SY51566 | -33.8685 | 151.2035 | 1 | CS | 1 | Standard
7779 | 2226 | 1001376964 | SY51447 | -33.8685 | 151.2038 | 1 | CS | 1 | Standard
7780 | 2316 | 1001319806 | SY52174 | -33.8687 | 151.2039 | 1 | CS | 1 | Standard
7781 | 2317 | 1001319811 | SY52175 | -33.8687 | 151.2038 | 1 | CS | 1 | Standard
7782 | 2413230 | 1001607547 | SY27216 | -33.8686 | 151.2036 | 1 | CS | 3 | Standard
7783 | 2251 | 1001323471 | SY51451 | -33.8686 | 151.2035 | 1 | CS | 1 | Standard
7784 | 2303 | 1001325012 | SY51454 | -33.8687 | 151.2037 | 1 | CS | 2 | Standard
7785 | 2306 | 1001323477 | SY51455 | -33.8687 | 151.2035 | 1 | CS | 1 | Standard
7786 | 2403 | 1001334172 | SY51462 | -33.8689 | 151.2036 | 1 | CS | 1 | Standard
7787 | 2351 | 1001223895 | SY51459 | -33.8688 | 151.2036 | 1 | CS | 2 | Standard
7788 | 2375 | 1001325016 | SY51460 | -33.8688 | 151.2037 | 1 | CS | 3 | Standard
7789 | 2394 | 1001325021 | SY51461 | -33.8689 | 151.2037 | 1 | CS | 2 | Standard
7790 | 2437 | 1001325026 | SY51467 | -33.869 | 151.2037 | 1 | CS | 2 | Standard
7791 | 2424 | 1001334176 | SY51465 | -33.8689 | 151.2036 | 1 | CS | 1 | Standard
7792 | 2416 | 1001323482 | SY51464 | -33.8689 | 151.2035 | 1 | CS | 2 | Standard
7793 | 2434 | 1001323486 | SY51466 | -33.869 | 151.2035 | 1 | CS | 1 | Standard
7794 | 2334 | 1001413459 | SY52187 | -33.8687 | 151.204 | 1 | CS | 1 | Standard
7795 | 2389 | 1001323574 | SY52230 | -33.8689 | 151.204 | 1 | CS | 1 | Standard
7796 | 553927 | 1001413453 | SY51571 | -33.869 | 151.2037 | 1 | CS | 1 | Standard
7797 | 2492 | 1001325030 | SY51470 | -33.8691 | 151.2037 | 1 | CS | 1 | Standard
7798 | 2526 | 1001325035 | SY51471 | -33.8692 | 151.2037 | 1 | CS | 1 | Standard
7799 | 446577 | 1001325056 | SY51569 | -33.869 | 151.2037 | 1 | CS | 2 | Standard
7800 | 2335 | 1001319113 | SY51456 | -33.8688 | 151.2032 | 1 | CS | 2 | Standard
7801 | 2413 | 1001319117 | SY51463 | -33.8689 | 151.2033 | 1 | CS | 3 | Standard
7802 | 2454 | 1001319123 | SY51468 | -33.8691 | 151.2032 | 1 | CS | 1 | Standard
7803 | 2246 | 1001331192 | SY51450 | -33.8685 | 151.2028 | 1 | CS | 2 | Standard
7804 | 38673 | 1001321958 | SY51541 | -33.8687 | 151.2027 | 1 | CS | 2 | Standard
7805 | 81586 | 1001331108 | SY51543 | -33.8691 | 151.2028 | 1 | CS | 2 | Standard
7806 | 2587 | 1001321816 | SY51478 | -33.8694 | 151.2025 | 1 | CS | 2 | Standard
7807 | 2578 | 1001331206 | SY51477 | -33.8693 | 151.2034 | 1 | CS | 1 | Standard
7808 | 2556 | 1001325041 | SY51474 | -33.8693 | 151.2038 | 1 | CS | 1 | Standard
7809 | 2550 | 1001323492 | SY51473 | -33.8692 | 151.2036 | 1 | CS | 1 | Standard
7810 | 2602 | 1001325046 | SY51479 | -33.8694 | 151.2038 | 1 | CS | 1 | Standard
7811 | 2627 | 1001325051 | SY51481 | -33.8695 | 151.2038 | 1 | CS | 2 | Standard
7812 | 2576 | 1001334180 | SY51476 | -33.8693 | 151.2036 | 1 | CS | 1 | Standard
7813 | 2616 | 1001323496 | SY51480 | -33.8695 | 151.2036 | 1 | CS | 1 | Standard
7814 | 2648 | 1001323500 | SY51486 | -33.8696 | 151.2036 | 1 | CS | 1 | Standard
7815 | 2633 | 1001334190 | SY51483 | -33.8696 | 151.2037 | 1 | CS | 1 | Standard
7816 | 2685 | 1001323505 | SY51492 | -33.8698 | 151.2036 | 1 | CS | 1 | Standard
7817 | 2631 | 1001334186 | SY51482 | -33.8696 | 151.2038 | 1 | CS | 1 | Standard
7818 | 2635 | 1001323525 | SY51484 | -33.8696 | 151.2038 | 1 | CS | 1 | Standard
7819 | 2650 | 1001323530 | SY51487 | -33.8696 | 151.2038 | 1 | CS | 1 | Standard
7820 | 2669 | 1001323535 | SY51490 | -33.8697 | 151.2038 | 1 | CS | 1 | Standard
7821 | 2713 | 1001323540 | SY52428 | -33.8699 | 151.2038 | 1 | CS | 1 | Standard
7822 | 2726 | 1001323510 | SY51499 | -33.8699 | 151.2037 | 1 | CS | 1 | Standard
7823 | 2725 | 1001334194 | SY51498 | -33.87 | 151.2037 | 1 | CS | 1 | Standard
7824 | 2778 | 1001331256 | SY51509 | -33.8701 | 151.2035 | 1 | CS | 1 | Standard
7825 | 2770 | 1001323515 | SY51504 | -33.8701 | 151.2037 | 1 | CS | 1 | Standard
7826 | 1356905 | 1001323545 | SY56336 | -33.8701 | 151.2038 | 1 | CS | 1 | Standard
7827 | 171761 | 1001323615 | SY52730 | -33.8701 | 151.2038 | 1 | CS | 1 | Standard
7828 | 2798 | 1001323550 | SY52470 | -33.8702 | 151.2039 | 1 | CS | 1 | Standard
7829 | 2825 | 1001323555 | SY52486 | -33.8704 | 151.2039 | 1 | CS | 2 | Standard
7830 | 171760 | 1001334206 | SY51563 | -33.8702 | 151.2037 | 1 | CS | 3 | Standard
7831 | 2802 | 1001323520 | SY51513 | -33.8702 | 151.2037 | 1 | CS | 1 | Standard
7832 | 2854 | 1001323559 | SY51515 | -33.8705 | 151.2037 | 1 | CS | 1 | Standard
7833 | 2865 | 1001323569 | SY51519 | -33.8705 | 151.2037 | 1 | CS | 2 | Standard
7834 | 2862 | 1001323564 | SY52506 | -33.8705 | 151.2039 | 1 | CS | 2 | Standard
7835 | 2871 | 1001323573 | SY52511 | -33.8706 | 151.2039 | 1 | CS | 2 | Standard
7836 | 2888 | 1001323578 | SY52519 | -33.8706 | 151.2039 | 1 | CS | 2 | Standard
7837 | 2917 | 1001323583 | SY52543 | -33.8707 | 151.2039 | 1 | CS | 2 | Standard
7838 | 2990 | 1001323597 | SY52599 | -33.8709 | 151.204 | 1 | CS | 2 | Standard
7839 | 2952 | 1001323591 | SY52569 | -33.8708 | 151.2039 | 1 | CS | 1 | Standard
7840 | 2940 | 1001331094 | SY51527 | -33.8707 | 151.2037 | 1 | CS | 1 | Standard
7841 | 2950 | 1001334198 | SY51529 | -33.8708 | 151.2038 | 1 | CS | 1 | Standard
7842 | 3021 | 1001334202 | SY51532 | -33.8708 | 151.2038 | 1 | CS | 1 | Standard
7843 | 2946 | 1001331099 | SY51528 | -33.8708 | 151.2036 | 1 | CS | 1 | Standard
7844 | 2889 | 1001331231 | SY51522 | -33.8706 | 151.2031 | 1 | CS | 1 | Standard
7845 | 2859 | 1001319131 | SY51517 | -33.8705 | 151.2034 | 1 | CS | 2 | Standard
7846 | 2856 | 1001319127 | SY51516 | -33.8705 | 151.2034 | 1 | CS | 2 | Standard
7847 | 2912 | 1001319136 | SY51523 | -33.8707 | 151.2034 | 1 | CS | 2 | Standard
7848 | 2980 | 1001319141 | SY51531 | -33.8708 | 151.2033 | 1 | CS | 1 | Standard
7849 | 2831 | 1001321821 | SY51514 | -33.8704 | 151.2028 | 1 | CS | 3 | Standard
7850 | 2918 | 1001331236 | SY51524 | -33.8707 | 151.2027 | 1 | CS | 1 | Standard
7851 | 2928 | 1001331090 | SY51526 | -33.8707 | 151.2027 | 1 | CS | 1 | Standard
7852 | 2098 | 1001332356 | SY52028 | -33.868 | 151.2044 | 1 | CS | 1 | Standard
7853 | 2161 | 1001332361 | SY52067 | -33.8683 | 151.2046 | 1 | CS | 4 | Standard
7854 | 2117 | 1001321562 | SY52042 | -33.8681 | 151.2044 | 1 | CS | 1 | Standard
7855 | 2139 | 1001321567 | SY52054 | -33.8682 | 151.2044 | 1 | CS | 1 | Standard
7856 | 2119 | 1001329012 | SY52043 | -33.8681 | 151.2053 | 1 | CS | 1 | Standard
7857 | 2135 | 1001319090 | SY52053 | -33.8681 | 151.2053 | 1 | CS | 2 | Standard
7858 | 2144 | 1001319132 | SY52056 | -33.8682 | 151.2053 | 1 | CS | 1 | Standard
7859 | 2152 | 1001319233 | SY52061 | -33.8682 | 151.2053 | 1 | CS | 1 | Standard
7860 | 2126 | 1001319128 | SY52047 | -33.8681 | 151.2051 | 1 | CS | 1 | Standard
7861 | 2155 | 1001223873 | SY52064 | -33.8682 | 151.2052 | 1 | CS | 2 | Standard
7862 | 2147 | 1001319140 | SY52057 | -33.8682 | 151.2051 | 1 | CS | 1 | Standard
7863 | 2154 | 1001319837 | SY52063 | -33.8682 | 151.2052 | 1 | CS | 3 | Standard
7864 | 2163 | 1001319095 | SY52069 | -33.8682 | 151.2051 | 1 | CS | 1 | Standard
7865 | 2478 | 1001319989 | SY52292 | -33.8691 | 151.2053 | 1 | CS | 2 | Standard
7866 | 2206 | 1001319106 | SY52096 | -33.8684 | 151.2051 | 1 | CS | 1 | Standard
7867 | 2188 | 1001319101 | SY52086 | -33.8683 | 151.2051 | 1 | CS | 1 | Standard
7868 | 2216 | 1001319111 | SY52104 | -33.8684 | 151.2051 | 1 | CS | 1 | Standard
7869 | 2276 | 1001223879 | SY52145 | -33.8686 | 151.2052 | 1 | CS | 2 | Standard
7870 | 2289 | 1001323614 | SY52153 | -33.8687 | 151.2052 | 1 | CS | 1 | Standard
7871 | 2294 | 1001323619 | SY52158 | -33.8687 | 151.2051 | 1 | CS | 2 | Standard
7872 | 2299 | 1001323634 | SY52162 | -33.8687 | 151.205 | 1 | CS | 3 | Standard
7873 | 2308 | 1001323639 | SY52167 | -33.8687 | 151.2047 | 1 | CS | 2 | Standard
7874 | 2215 | 1001332391 | SY52103 | -33.8684 | 151.2053 | 1 | CS | 1 | Standard
7875 | 2212 | 1001319238 | SY52100 | -33.8684 | 151.2053 | 1 | CS | 2 | Standard
7876 | 2275 | 1001323604 | SY52144 | -33.8686 | 151.2058 | 1 | CS | 1 | Standard
7877 | 2232 | 1001319243 | SY52113 | -33.8685 | 151.2053 | 1 | CS | 1 | Standard
7878 | 2244 | 1001319248 | SY52122 | -33.8685 | 151.2053 | 1 | CS | 2 | Standard
7879 | 2284 | 1001323609 | SY52150 | -33.8687 | 151.2055 | 1 | CS | 3 | Standard
7880 | 2274 | 1001332372 | SY52143 | -33.8686 | 151.2053 | 1 | CS | 2 | Standard
7881 | 2302 | 1001413455 | SY52163 | -33.8687 | 151.2053 | 1 | CS | 1 | Standard
7882 | 2287 | 1001319253 | SY52151 | -33.8687 | 151.2054 | 1 | CS | 1 | Standard
7883 | 2355 | 1001319984 | SY52203 | -33.8688 | 151.2053 | 1 | CS | 2 | Standard
7884 | 2305 | 1001319842 | SY52165 | -33.8687 | 151.2053 | 1 | CS | 1 | Standard
7885 | 2367 | 1001319263 | SY52214 | -33.8688 | 151.2054 | 1 | CS | 1 | Standard
7886 | 2451 | 1001331755 | SY52273 | -33.869 | 151.2054 | 1 | CS | 1 | Standard
7887 | 2476 | 1001319520 | SY52290 | -33.8691 | 151.2054 | 1 | CS | 1 | Standard
7888 | 558226 | 1001333678 | SY52782 | -33.8688 | 151.2048 | 1 | CS | 2 | Standard
7889 | 2379 | 1001333666 | SY52221 | -33.8688 | 151.2047 | 1 | CS | 1 | Standard
7890 | 2311 | 1001413456 | SY52169 | -33.8687 | 151.2052 | 1 | CS | 1 | Standard
7891 | 2357 | 1001319847 | SY52205 | -33.8688 | 151.2053 | 1 | CS | 2 | Standard
7892 | 2354 | 1001223900 | SY52202 | -33.8688 | 151.2052 | 1 | CS | 2 | Standard
7893 | 558227 | 1001333682 | SY52783 | -33.8688 | 151.2052 | 1 | CS | 1 | Standard
7894 | 558228 | 1001333686 | SY52784 | -33.8691 | 151.2052 | 1 | CS | 2 | Standard
7895 | 2494 | 1001323579 | SY52305 | -33.8691 | 151.2047 | 1 | CS | 1 | Standard
7896 | 2314 | 1001319796 | SY52172 | -33.8687 | 151.2042 | 1 | CS | 1 | Standard
7897 | 2315 | 1001319801 | SY52173 | -33.8687 | 151.204 | 1 | CS | 1 | Standard
7898 | 2186 | 1001321572 | SY52084 | -33.8683 | 151.2045 | 1 | CS | 1 | Standard
7899 | 2220 | 1001321577 | SY52106 | -33.8685 | 151.2045 | 1 | CS | 2 | Standard
7900 | 1992419 | 1001608350 | SY27220 | -33.8683 | 151.2046 | 1 | CS | 4 | Standard
7901 | 2208 | 1001332367 | SY52097 | -33.8684 | 151.2046 | 1 | CS | 2 | Standard
7902 | 2240 | 1001323624 | SY52118 | -33.8685 | 151.2045 | 1 | CS | 1 | Standard
7903 | 2254 | 1001332378 | SY52128 | -33.8686 | 151.2047 | 1 | CS | 2 | Standard
7904 | 2248 | 1001332373 | SY52123 | -33.8686 | 151.2047 | 1 | CS | 1 | Standard
7905 | 2258 | 1001323629 | SY52131 | -33.8686 | 151.2045 | 1 | CS | 2 | Standard
7906 | 2295 | 1001319781 | SY52159 | -33.8687 | 151.2045 | 1 | CS | 1 | Standard
7907 | 2312 | 1001319786 | SY52170 | -33.8687 | 151.2043 | 1 | CS | 2 | Standard
7908 | 2313 | 1001319791 | SY52171 | -33.8687 | 151.2042 | 1 | CS | 1 | Standard
7909 | 2387 | 1001323568 | SY52228 | -33.8689 | 151.2044 | 1 | CS | 1 | Standard
7910 | 2371 | 1001223910 | SY52217 | -33.8688 | 151.2044 | 1 | CS | 1 | Standard
7911 | 2325 | 1001413457 | SY52181 | -33.8687 | 151.2045 | 1 | CS | 2 | Standard
7912 | 2324 | 1001321197 | SY52180 | -33.8687 | 151.2046 | 1 | CS | 1 | Standard
7913 | 2329 | 1001413458 | SY52184 | -33.8687 | 151.2047 | 1 | CS | 1 | Standard
7914 | 2365 | 1001223905 | SY52212 | -33.8688 | 151.2047 | 1 | CS | 1 | Standard
7915 | 2382 | 1001333670 | SY52224 | -33.8689 | 151.2045 | 1 | CS | 1 | Standard
7916 | 2418 | 1001333698 | SY52250 | -33.8689 | 151.2045 | 1 | CS | 2 | Standard
7917 | 558224 | 1001333702 | SY52780 | -33.869 | 151.2045 | 1 | CS | 3 | Standard
7918 | 2097 | 1001329088 | SY52027 | -33.868 | 151.2059 | 1 | CS | 2 | Standard
7919 | 2120 | 1001319945 | SY52044 | -33.8681 | 151.206 | 1 | CS | 1 | Standard
7920 | 2105 | 1001323026 | SY52031 | -33.868 | 151.206 | 1 | CS | 1 | Standard
7921 | 2149 | 1001323031 | SY52059 | -33.8682 | 151.2061 | 1 | CS | 1 | Standard
7922 | 2123 | 1001329098 | SY52045 | -33.8681 | 151.2059 | 1 | CS | 3 | Standard
7923 | 2108 | 1001329093 | SY52034 | -33.868 | 151.2059 | 1 | CS | 3 | Standard
7924 | 2171 | 1001329102 | SY52072 | -33.8683 | 151.2059 | 1 | CS | 2 | Standard
7925 | 2210 | 1001332394 | SY52098 | -33.8684 | 151.2059 | 1 | CS | 2 | Standard
7926 | 2180 | 1001323035 | SY52080 | -33.8683 | 151.2061 | 1 | CS | 2 | Standard
7927 | 811570 | 1001331917 | SY52806 | -33.8686 | 151.2061 | 1 | CS | 2 | Standard
7928 | 2259 | 1001332399 | SY52132 | -33.8686 | 151.2061 | 1 | CS | 1 | Standard
7929 | 2262 | 1001332404 | SY52135 | -33.8686 | 151.2059 | 1 | CS | 1 | Standard
7930 | 2257 | 1001319875 | SY52130 | -33.8686 | 151.2061 | 1 | CS | 2 | Standard
7931 | 2282 | 1001325702 | SY52148 | -33.8686 | 151.2061 | 1 | CS | 1 | Standard
7932 | 2264 | 1001332826 | SY52136 | -33.8686 | 151.2063 | 1 | CS | 1 | Standard
7933 | 2340 | 1001332413 | SY52190 | -33.8688 | 151.2063 | 1 | CS | 3 | Standard
7934 | 2323 | 1001319965 | SY52179 | -33.8687 | 151.2059 | 1 | CS | 1 | Standard
7935 | 2283 | 1001319950 | SY52149 | -33.8687 | 151.206 | 1 | CS | 1 | Standard
7936 | 2321 | 1001319960 | SY52177 | -33.8687 | 151.206 | 1 | CS | 1 | Standard
7937 | 2349 | 1001319258 | SY52198 | -33.8688 | 151.2059 | 1 | CS | 1 | Standard
7938 | 2318 | 1001319955 | SY52176 | -33.8687 | 151.2061 | 1 | CS | 2 | Standard
7939 | 2341 | 1001332418 | SY52191 | -33.8688 | 151.2061 | 1 | CS | 1 | Standard
7940 | 2356 | 1001332386 | SY52204 | -33.8688 | 151.206 | 1 | CS | 1 | Standard
7941 | 2370 | 1001319268 | SY52216 | -33.8688 | 151.206 | 1 | CS | 2 | Standard
7942 | 2442 | 1001331833 | SY52266 | -33.869 | 151.206 | 1 | CS | 1 | Standard
7943 | 2408 | 1001332439 | SY52243 | -33.8689 | 151.2061 | 1 | CS | 2 | Standard
7944 | 2448 | 1001332443 | SY52270 | -33.869 | 151.2062 | 1 | CS | 2 | Standard
7945 | 2471 | 1001319515 | SY52288 | -33.8691 | 151.206 | 1 | CS | 1 | Standard
7946 | 2461 | 1001319273 | SY52281 | -33.869 | 151.206 | 1 | CS | 1 | Standard
7947 | 2483 | 1001319281 | SY52296 | -33.8691 | 151.206 | 1 | CS | 1 | Standard
7948 | 2539 | 1001332453 | SY52332 | -33.8692 | 151.2062 | 1 | CS | 1 | Standard
7949 | 2528 | 1001319285 | SY52325 | -33.8692 | 151.206 | 1 | CS | 1 | Standard
7950 | 2557 | 1001331814 | SY52343 | -33.8693 | 151.206 | 1 | CS | 1 | Standard
7951 | 2568 | 1001319290 | SY52349 | -33.8693 | 151.206 | 1 | CS | 1 | Standard
7952 | 2583 | 1001332458 | SY52357 | -33.8694 | 151.2062 | 1 | CS | 2 | Standard
7953 | 2593 | 1001319535 | SY52362 | -33.8694 | 151.2061 | 1 | CS | 1 | Standard
7954 | 2582 | 1001319295 | SY52356 | -33.8694 | 151.206 | 1 | CS | 2 | Standard
7955 | 2605 | 1001319299 | SY52370 | -33.8694 | 151.206 | 1 | CS | 1 | Standard
7956 | 2714 | 1001325365 | SY52429 | -33.8699 | 151.2063 | 1 | CS | 1 | Standard
7957 | 2626 | 1001319303 | SY52379 | -33.8695 | 151.206 | 1 | CS | 1 | Standard
7958 | 2618 | 1001332463 | SY52374 | -33.8695 | 151.2062 | 1 | CS | 1 | Standard
7959 | 2640 | 1001325375 | SY52384 | -33.8696 | 151.2062 | 1 | CS | 1 | Standard
7960 | 2657 | 1001325380 | SY52395 | -33.8696 | 151.2062 | 1 | CS | 2 | Standard
7961 | 2658 | 1001331882 | SY52396 | -33.8696 | 151.2061 | 1 | CS | 2 | Standard
7962 | 2675 | 1001319308 | SY52407 | -33.8697 | 151.2061 | 1 | CS | 1 | Standard
7963 | 2684 | 1001325360 | SY52413 | -33.8698 | 151.2062 | 1 | CS | 2 | Standard
7964 | 2693 | 1001321292 | SY52419 | -33.8698 | 151.2061 | 1 | CS | 1 | Standard
7965 | 2701 | 1001319313 | SY52423 | -33.8699 | 151.2061 | 1 | CS | 2 | Standard
7966 | 2709 | 1001331846 | SY52427 | -33.8699 | 151.2061 | 1 | CS | 1 | Standard
7967 | 2761 | 1001325370 | SY52451 | -33.8701 | 151.2063 | 1 | CS | 1 | Standard
7968 | 2737 | 1001319320 | SY52439 | -33.87 | 151.2061 | 1 | CS | 2 | Standard
7969 | 2759 | 1001319325 | SY52449 | -33.8701 | 151.2061 | 1 | CS | 2 | Standard
7970 | 2788 | 1001319328 | SY52464 | -33.8702 | 151.2061 | 1 | CS | 1 | Standard
7971 | 2796 | 1001319333 | SY52468 | -33.8702 | 151.2061 | 1 | CS | 1 | Standard
7972 | 682746 | 1001321402 | SY52794 | -33.8703 | 151.2062 | 1 | CS | 1 | Standard
7973 | 2815 | 1001321296 | SY52479 | -33.8703 | 151.2062 | 1 | CS | 1 | Standard
7974 | 2803 | 1001319338 | SY52473 | -33.8703 | 151.2061 | 1 | CS | 3 | Standard
7975 | 2818 | 1001321302 | SY52480 | -33.8703 | 151.2061 | 1 | CS | 1 | Standard
7976 | 2848 | 1001321185 | SY52501 | -33.8704 | 151.2063 | 1 | CS | 1 | Standard
7977 | 2941 | 1001321199 | SY52562 | -33.8708 | 151.2064 | 1 | CS | 1 | Standard
7978 | 2837 | 1001332958 | SY52492 | -33.8704 | 151.2061 | 1 | CS | 1 | Standard
7979 | 2878 | 1001331698 | SY52515 | -33.8706 | 151.2062 | 1 | CS | 1 | Standard
7980 | 2902 | 1001332962 | SY52529 | -33.8707 | 151.2062 | 1 | CS | 1 | Standard
7981 | 2948 | 1001332966 | SY52566 | -33.8708 | 151.2062 | 1 | CS | 1 | Standard
7982 | 2937 | 1001331748 | SY52559 | -33.8707 | 151.2059 | 1 | CS | 1 | Standard
7983 | 2961 | 1001331758 | SY52576 | -33.8708 | 151.206 | 1 | CS | 1 | Standard
7984 | 2964 | 1001331892 | SY52579 | -33.8708 | 151.2059 | 1 | CS | 2 | Standard
7985 | 2966 | 1001332027 | SY52580 | -33.8708 | 151.2058 | 1 | CS | 1 | Standard
7986 | 2491 | 1001321257 | SY52304 | -33.8691 | 151.2047 | 1 | CS | 1 | Standard
7987 | 2532 | 1001323584 | SY52327 | -33.8692 | 151.2047 | 1 | CS | 1 | Standard
7988 | 558225 | 1001333705 | SY52781 | -33.8693 | 151.2046 | 1 | CS | 2 | Standard
7989 | 2604 | 1001323589 | SY52369 | -33.8695 | 151.2048 | 1 | CS | 2 | Standard
7990 | 2607 | 1001332724 | SY52371 | -33.8695 | 151.2046 | 1 | CS | 2 | Standard
7991 | 566814 | 1001332727 | SY52788 | -33.8694 | 151.2046 | 1 | CS | 1 | Standard
7992 | 2629 | 1001325941 | SY52380 | -33.8696 | 151.2046 | 1 | CS | 1 | Standard
7993 | 2639 | 1001323594 | SY52383 | -33.8696 | 151.2048 | 1 | CS | 1 | Standard
7994 | 2656 | 1001323599 | SY52394 | -33.8697 | 151.2048 | 1 | CS | 1 | Standard
7995 | 2676 | 1001319831 | SY52408 | -33.8697 | 151.2046 | 1 | CS | 2 | Standard
7996 | 2683 | 1001321262 | SY52412 | -33.8698 | 151.2047 | 1 | CS | 2 | Standard
7997 | 2692 | 1001325946 | SY52418 | -33.8699 | 151.2048 | 1 | CS | 2 | Standard
7998 | 558229 | 1001333690 | SY52785 | -33.8693 | 151.2052 | 1 | CS | 1 | Standard
7999 | 558230 | 1001333694 | SY52786 | -33.8694 | 151.2053 | 1 | CS | 1 | Standard
8000 | 2573 | 1001319530 | SY52351 | -33.8693 | 151.2054 | 1 | CS | 1 | Standard
8001 | 2553 | 1001319525 | SY52341 | -33.8693 | 151.2054 | 1 | CS | 1 | Standard
8002 | 2651 | 1001319540 | SY52390 | -33.8696 | 151.2055 | 1 | CS | 1 | Standard
8003 | 2646 | 1001332596 | SY52389 | -33.8697 | 151.2053 | 1 | CS | 1 | Standard
8004 | 536769 | 1001321026 | SY52777 | -33.8697 | 151.2054 | 1 | CS | 2 | Standard
8005 | 2671 | 1001319646 | SY52403 | -33.8697 | 151.2054 | 1 | CS | 3 | Standard
8006 | 2672 | 1001332601 | SY52404 | -33.8698 | 151.2053 | 1 | CS | 1 | Standard
8007 | 2664 | 1001319545 | SY52400 | -33.8698 | 151.2055 | 1 | CS | 2 | Standard
8008 | 2677 | 1001319551 | SY52409 | -33.8698 | 151.2055 | 1 | CS | 2 | Standard
8009 | 2698 | 1001319559 | SY52421 | -33.8699 | 151.2055 | 1 | CS | 2 | Standard
8010 | 2689 | 1001332606 | SY52416 | -33.8699 | 151.2053 | 1 | CS | 3 | Standard
8011 | 2700 | 1001332611 | SY52422 | -33.8699 | 151.2053 | 1 | CS | 1 | Standard
8012 | 2621 | 1001333674 | SY52375 | -33.8695 | 151.2053 | 1 | CS | 1 | Standard
8013 | 2748 | 1001327208 | SY52445 | -33.8701 | 151.2048 | 1 | CS | 1 | Standard
8014 | 2765 | 1001332616 | SY52455 | -33.8701 | 151.2053 | 1 | CS | 1 | Standard
8015 | 2786 | 1001332623 | SY52463 | -33.8702 | 151.2054 | 1 | CS | 2 | Standard
8016 | 2789 | 1001325951 | SY52465 | -33.8702 | 151.2049 | 1 | CS | 3 | Standard
8017 | 2804 | 1001323620 | SY52474 | -33.8703 | 151.2049 | 1 | CS | 3 | Standard
8018 | 2821 | 1001323625 | SY52483 | -33.8703 | 151.2049 | 1 | CS | 2 | Standard
8019 | 2749 | 1001319569 | SY52446 | -33.8701 | 151.2055 | 1 | CS | 1 | Standard
8020 | 2741 | 1001319564 | SY52441 | -33.87 | 151.2055 | 1 | CS | 1 | Standard
8021 | 2779 | 1001319574 | SY52460 | -33.8701 | 151.2055 | 1 | CS | 1 | Standard
8022 | 2799 | 1001319651 | SY52471 | -33.8703 | 151.2055 | 1 | CS | 2 | Standard
8023 | 2806 | 1001332626 | SY52475 | -33.8703 | 151.2054 | 1 | CS | 2 | Standard
8024 | 2838 | 1001321010 | SY52493 | -33.8704 | 151.2054 | 1 | CS | 1 | Standard
8025 | 2829 | 1001332631 | SY52489 | -33.8704 | 151.2054 | 1 | CS | 2 | Standard
8026 | 2842 | 1001332637 | SY52496 | -33.8704 | 151.2054 | 1 | CS | 1 | Standard
8027 | 2847 | 1001319579 | SY52500 | -33.8704 | 151.2054 | 1 | CS | 2 | Standard
8028 | 2828 | 1001319656 | SY52488 | -33.8704 | 151.2055 | 1 | CS | 3 | Standard
8029 | 2843 | 1001319662 | SY52497 | -33.8704 | 151.2055 | 1 | CS | 2 | Standard
8030 | 2853 | 1001319668 | SY52503 | -33.8705 | 151.2056 | 1 | CS | 3 | Standard
8031 | 2852 | 1001332573 | SY52502 | -33.8705 | 151.2054 | 1 | CS | 1 | Standard
8032 | 2866 | 1001332576 | SY52508 | -33.8705 | 151.2054 | 1 | CS | 1 | Standard
8033 | 2884 | 1001332582 | SY52517 | -33.8706 | 151.2054 | 1 | CS | 1 | Standard
8034 | 2936 | 1001319677 | SY52558 | -33.8708 | 151.2056 | 1 | CS | 1 | Standard
8035 | 2924 | 1001319673 | SY52548 | -33.8707 | 151.2056 | 1 | CS | 4 | Standard
8036 | 2968 | 1001321015 | SY52582 | -33.8707 | 151.2055 | 1 | CS | 2 | Standard
8037 | 2834 | 1001321269 | SY52491 | -33.8704 | 151.2048 | 1 | CS | 3 | Standard
8038 | 2870 | 1001323630 | SY52510 | -33.8706 | 151.2049 | 1 | CS | 1 | Standard
8039 | 682751 | 1001321287 | SY52797 | -33.8706 | 151.2048 | 1 | CS | 1 | Standard
8040 | 3000 | 1001321272 | SY52608 | -33.8708 | 151.2049 | 1 | CS | 1 | Standard
8041 | 2957 | 1001323635 | SY52574 | -33.8708 | 151.2049 | 1 | CS | 1 | Standard
8042 | 2982 | 1001332036 | SY52592 | -33.8708 | 151.2048 | 1 | CS | 1 | Standard
8043 | 2753 | 1001327214 | SY52448 | -33.8701 | 151.2047 | 1 | CS | 1 | Standard
8044 | 2810 | 1001319836 | SY52477 | -33.8703 | 151.2047 | 1 | CS | 1 | Standard
8045 | 2840 | 1001319841 | SY52495 | -33.8704 | 151.2047 | 1 | CS | 1 | Standard
8046 | 2846 | 1001319846 | SY52499 | -33.8705 | 151.2047 | 1 | CS | 1 | Standard
8047 | 82183 | 1001331923 | SY52729 | -33.8704 | 151.2047 | 1 | CS | 2 | Standard
8048 | 2857 | 1001319717 | SY52505 | -33.8705 | 151.2047 | 1 | CS | 1 | Standard
8049 | 2919 | 1001323587 | SY52544 | -33.8707 | 151.2047 | 1 | CS | 1 | Standard
8050 | 2898 | 1001319850 | SY52525 | -33.8707 | 151.2047 | 1 | CS | 1 | Standard
8051 | 2951 | 1001325136 | SY52568 | -33.8708 | 151.2047 | 1 | CS | 1 | Standard
8052 | 3026 | 1001332007 | SY52629 | -33.8709 | 151.2043 | 1 | CS | 1 | Standard
8053 | 2991 | 1001323602 | SY52600 | -33.8709 | 151.2043 | 1 | CS | 2 | Standard
8054 | 3047 | 1001332083 | SY52647 | -33.8709 | 151.2042 | 1 | CS | 2 | Standard
8055 | 3049 | 1001332093 | SY52649 | -33.871 | 151.2041 | 1 | CS | 3 | Standard
8056 | 3035 | 1001332011 | SY52638 | -33.8709 | 151.204 | 1 | CS | 1 | Standard
8057 | 3006 | 1001325142 | SY52614 | -33.8709 | 151.2047 | 1 | CS | 1 | Standard
8058 | 3041 | 1001332015 | SY52642 | -33.8709 | 151.2048 | 1 | CS | 1 | Standard
8059 | 3031 | 1001321276 | SY52634 | -33.8709 | 151.2049 | 1 | CS | 2 | Standard
8060 | 3056 | 1001332098 | SY52654 | -33.871 | 151.2048 | 1 | CS | 3 | Standard
8061 | 3042 | 1001332020 | SY52643 | -33.8709 | 151.2046 | 1 | CS | 1 | Standard
8062 | 3045 | 1001332076 | SY52645 | -33.8709 | 151.2044 | 1 | CS | 2 | Standard
8063 | 3091 | 1001323607 | SY52676 | -33.8711 | 151.2044 | 1 | CS | 2 | Standard
8064 | 3092 | 1001321357 | SY52677 | -33.8711 | 151.2045 | 1 | CS | 3 | Standard
8065 | 3084 | 1001321352 | SY52672 | -33.8711 | 151.2047 | 1 | CS | 1 | Standard
8066 | 3078 | 1001319479 | SY52669 | -33.871 | 151.2048 | 1 | CS | 3 | Standard
8067 | 3075 | 1001321202 | SY52666 | -33.871 | 151.2049 | 1 | CS | 1 | Standard
8068 | 3125 | 1001332708 | SY52699 | -33.8712 | 151.2048 | 1 | CS | 3 | Standard
8069 | 3163 | 1001321494 | SY52986 | -33.8714 | 151.2048 | 1 | CS | 1 | Standard
8070 | 3182 | 1001321498 | SY52998 | -33.8715 | 151.2048 | 1 | CS | 1 | Standard
8071 | 274819 | 1001321156 | SY52731 | -33.8713 | 151.2044 | 1 | CS | 3 | Standard
8072 | 3110 | 1001319489 | SY52689 | -33.8712 | 151.2039 | 1 | CS | 1 | Standard
8073 | 3100 | 1001331103 | SY51536 | -33.8711 | 151.2038 | 1 | CS | 2 | Standard
8074 | 3103 | 1001321367 | SY52684 | -33.8711 | 151.204 | 1 | CS | 1 | Standard
8075 | 3132 | 1001325091 | SY52704 | -33.8713 | 151.204 | 1 | CS | 2 | Standard
8076 | 3116 | 1001321372 | SY52694 | -33.8712 | 151.2039 | 1 | CS | 2 | Standard
8077 | 3134 | 1001325097 | SY52706 | -33.8713 | 151.2038 | 1 | CS | 1 | Standard
8078 | 3098 | 1001319484 | SY52681 | -33.8711 | 151.2041 | 1 | CS | 3 | Standard
8079 | 3095 | 1001323612 | SY52680 | -33.8711 | 151.2043 | 1 | CS | 2 | Standard
8080 | 3141 | 1001321377 | SY52709 | -33.8713 | 151.2039 | 1 | CS | 3 | Standard
8081 | 3175 | 1001325102 | SY52993 | -33.8715 | 151.204 | 1 | CS | 3 | Standard
8082 | 3017 | 1001332593 | SY52623 | -33.8709 | 151.2052 | 1 | CS | 1 | Standard
8083 | 3020 | 1001319693 | SY52625 | -33.8709 | 151.2052 | 1 | CS | 3 | Standard
8084 | 3015 | 1001332587 | SY52621 | -33.8709 | 151.2053 | 1 | CS | 1 | Standard
8085 | 3025 | 1001319698 | SY52628 | -33.8709 | 151.2051 | 1 | CS | 4 | Standard
8086 | 3030 | 1001323428 | SY52633 | -33.8709 | 151.205 | 1 | CS | 3 | Standard
8087 | 3067 | 1001319474 | SY52660 | -33.871 | 151.205 | 1 | CS | 3 | Standard
8088 | 3032 | 1001323640 | SY52635 | -33.8709 | 151.2049 | 1 | CS | 2 | Standard
8089 | 3019 | 1001332002 | SY52624 | -33.8709 | 151.2059 | 1 | CS | 1 | Standard
8090 | 3012 | 1001321312 | SY52619 | -33.8709 | 151.2057 | 1 | CS | 1 | Standard
8091 | 3055 | 1001321327 | SY52653 | -33.871 | 151.2057 | 1 | CS | 2 | Standard
8092 | 3027 | 1001321148 | SY52630 | -33.8709 | 151.2055 | 1 | CS | 2 | Standard
8093 | 3010 | 1001319688 | SY52617 | -33.8709 | 151.2054 | 1 | CS | 1 | Standard
8094 | 2983 | 1001321020 | SY52593 | -33.8708 | 151.2055 | 1 | CS | 3 | Standard
8095 | 2972 | 1001319683 | SY52584 | -33.8708 | 151.2056 | 1 | CS | 1 | Standard
8096 | 3022 | 1001321141 | SY52626 | -33.8709 | 151.2056 | 1 | CS | 1 | Standard
8097 | 3046 | 1001321317 | SY52646 | -33.8709 | 151.2056 | 1 | CS | 1 | Standard
8098 | 3062 | 1001321333 | SY52657 | -33.871 | 151.2056 | 1 | CS | 1 | Standard
8099 | 3051 | 1001321322 | SY52651 | -33.871 | 151.2055 | 1 | CS | 3 | Standard
8100 | 3064 | 1001321337 | SY52658 | -33.871 | 151.2054 | 1 | CS | 3 | Standard
8101 | 3073 | 1001323389 | SY52665 | -33.871 | 151.2055 | 1 | CS | 3 | Standard
8102 | 3093 | 1001323403 | SY52678 | -33.8711 | 151.2055 | 1 | CS | 1 | Standard
8103 | 3076 | 1001321348 | SY52667 | -33.871 | 151.2055 | 1 | CS | 3 | Standard
8104 | 3099 | 1001321362 | SY52682 | -33.8711 | 151.2056 | 1 | CS | 1 | Standard
8105 | 3105 | 1001331939 | SY52686 | -33.8711 | 151.2056 | 1 | CS | 1 | Standard
8106 | 3106 | 1001332057 | SY52687 | -33.8711 | 151.2056 | 1 | Not CS | 0 | Standard
8107 | 3111 | 1001323433 | SY52690 | -33.8711 | 151.2056 | 1 | CS | 1 | Standard
8108 | 3123 | 1001323408 | SY52697 | -33.8712 | 151.2055 | 1 | CS | 1 | Standard
8109 | 3158 | 1001323374 | SY52982 | -33.8714 | 151.2057 | 1 | CS | 1 | Standard
8110 | 3174 | 1001323379 | SY52992 | -33.8715 | 151.2057 | 1 | CS | 3 | Standard
8111 | 3143 | 1001323413 | SY52711 | -33.8713 | 151.2055 | 1 | CS | 1 | Standard
8112 | 682750 | 1001321412 | SY52796 | -33.8711 | 151.2049 | 1 | CS | 1 | Standard
8113 | 536767 | 1001321281 | SY52776 | -33.871 | 151.2049 | 1 | CS | 2 | Standard
8114 | 3085 | 1001323645 | SY52673 | -33.8711 | 151.205 | 1 | CS | 1 | Standard
8115 | 3104 | 1001319722 | SY52685 | -33.8711 | 151.2049 | 1 | CS | 3 | Standard
8116 | 3081 | 1001323399 | SY52671 | -33.871 | 151.2051 | 1 | CS | 1 | Standard
8117 | 3077 | 1001323394 | SY52668 | -33.871 | 151.2052 | 1 | CS | 1 | Standard
8118 | 3070 | 1001321342 | SY52663 | -33.871 | 151.2053 | 1 | CS | 1 | Standard
8119 | 3147 | 1001323650 | SY52713 | -33.8713 | 151.205 | 1 | CS | 1 | Standard
8120 | 3168 | 1001323655 | SY52988 | -33.8714 | 151.205 | 1 | CS | 1 | Standard
8121 | 3154 | 1001319727 | SY52719 | -33.8714 | 151.205 | 1 | CS | 3 | Standard
8122 | 3189 | 1001321152 | SY53004 | -33.8715 | 151.205 | 1 | CS | 1 | Standard
8123 | 3209 | 1001321501 | SY53015 | -33.8716 | 151.2049 | 1 | CS | 1 | Standard
8124 | 3223 | 1001319584 | SY53023 | -33.8717 | 151.205 | 1 | CS | 1 | Standard
8125 | 3211 | 1001323660 | SY53016 | -33.8717 | 151.205 | 1 | CS | 1 | Standard
8126 | 3230 | 1001323666 | SY53028 | -33.8718 | 151.2051 | 1 | CS | 1 | Standard
8127 | 3245 | 1001321074 | SY53035 | -33.8719 | 151.2049 | 1 | CS | 1 | Standard
8128 | 3222 | 1001323384 | SY53022 | -33.8717 | 151.2057 | 1 | CS | 1 | Standard
8129 | 3225 | 1001323364 | SY53025 | -33.8717 | 151.2057 | 1 | CS | 1 | Standard
8130 | 3241 | 1001323369 | SY53032 | -33.8718 | 151.2057 | 1 | CS | 1 | Standard
8131 | 3221 | 1001323418 | SY53021 | -33.8717 | 151.2055 | 1 | CS | 1 | Standard
8132 | 3248 | 1001323448 | SY53038 | -33.8719 | 151.2055 | 1 | CS | 1 | Standard
8133 | 545376 | 1001323489 | SY53793 | -33.8719 | 151.2056 | 1 | CS | 1 | Standard
8134 | 545375 | 1001323423 | SY53792 | -33.872 | 151.2055 | 1 | CS | 1 | Standard
8135 | 545374 | 1001323484 | SY53791 | -33.872 | 151.2056 | 1 | CS | 1 | Standard
8136 | 3262 | 1001321792 | SY53048 | -33.8719 | 151.2057 | 1 | CS | 1 | Standard
8137 | 3273 | 1001319386 | SY53055 | -33.872 | 151.2057 | 1 | CS | 2 | Standard
8138 | 3312 | 1001319391 | SY53077 | -33.8721 | 151.2057 | 1 | CS | 1 | Standard
8139 | 3352 | 1001319421 | SY53102 | -33.8723 | 151.2058 | 1 | CS | 1 | Standard
8140 | 545373 | 1001323478 | SY53790 | -33.8722 | 151.2056 | 1 | CS | 1 | Standard
8141 | 3272 | 1001332712 | SY53054 | -33.872 | 151.2049 | 1 | CS | 1 | Standard
8142 | 3268 | 1001323671 | SY53051 | -33.872 | 151.2051 | 1 | CS | 1 | Standard
8143 | 3281 | 1001319731 | SY53060 | -33.872 | 151.205 | 1 | CS | 3 | Standard
8144 | 3292 | 1001323676 | SY53064 | -33.8721 | 151.2051 | 1 | CS | 1 | Standard
8145 | 3302 | 1001323679 | SY53071 | -33.8721 | 151.2051 | 1 | CS | 1 | Standard
8146 | 3279 | 1001332716 | SY53058 | -33.872 | 151.2049 | 1 | CS | 3 | Standard
8147 | 3326 | 1001319402 | SY53085 | -33.8722 | 151.2049 | 1 | CS | 3 | Standard
8148 | 3317 | 1001332720 | SY53079 | -33.8722 | 151.2049 | 1 | CS | 4 | Standard
8149 | 1992424 | 1001608351 | SY27221 | -33.8721 | 151.205 | 1 | CS | 2 | Standard
8150 | 3320 | 1001319397 | SY53082 | -33.8722 | 151.2051 | 1 | CS | 1 | Standard
8151 | 3341 | 1001319411 | SY53095 | -33.8723 | 151.2051 | 1 | CS | 1 | Standard
8152 | 3334 | 1001319406 | SY53090 | -33.8723 | 151.2049 | 1 | CS | 1 | Standard
8153 | 3346 | 1001319416 | SY53098 | -33.8723 | 151.2049 | 1 | CS | 2 | Standard
8154 | 3188 | 1001325107 | SY53003 | -33.8715 | 151.204 | 1 | CS | 2 | Standard
8155 | 3212 | 1001325113 | SY53017 | -33.8716 | 151.204 | 1 | CS | 4 | Standard
8156 | 3270 | 1001325122 | SY53053 | -33.8719 | 151.2041 | 1 | CS | 3 | Standard
8157 | 3249 | 1001325116 | SY53039 | -33.8718 | 151.2041 | 1 | CS | 1 | Standard
8158 | 3260 | 1001321382 | SY53047 | -33.8719 | 151.204 | 1 | CS | 2 | Standard
8159 | 549638 | 1001321161 | SY53796 | -33.8716 | 151.2048 | 1 | CS | 3 | Standard
8160 | 3294 | 1001321388 | SY53066 | -33.872 | 151.204 | 1 | CS | 1 | Standard
8161 | 3284 | 1001327906 | SY53061 | -33.872 | 151.2041 | 1 | CS | 3 | Standard
8162 | 3306 | 1001319477 | SY53074 | -33.8721 | 151.2041 | 1 | CS | 1 | Standard
8163 | 3314 | 1001319481 | SY53078 | -33.8722 | 151.2041 | 1 | CS | 1 | Standard
8164 | 3344 | 1001319486 | SY53096 | -33.8723 | 151.2041 | 1 | CS | 2 | Standard
8165 | 3001 | 1001332041 | SY52609 | -33.8708 | 151.2062 | 1 | CS | 1 | Standard
8166 | 682747 | 1001321405 | SY52795 | -33.8708 | 151.2062 | 1 | CS | 1 | Standard
8167 | 2953 | 1001321308 | SY52570 | -33.8708 | 151.2063 | 1 | CS | 2 | Standard
8168 | 3029 | 1001319469 | SY52632 | -33.8709 | 151.2062 | 1 | CS | 2 | Standard
8169 | 3048 | 1001332089 | SY52648 | -33.8709 | 151.2062 | 1 | CS | 2 | Standard
8170 | 1228088 | 1001319504 | SY56339 | -33.8709 | 151.2062 | 1 | CS | 2 | Standard
8171 | 3050 | 1001332970 | SY52650 | -33.8709 | 151.2062 | 1 | CS | 1 | Standard
8172 | 3053 | 1001331933 | SY52652 | -33.8709 | 151.206 | 1 | CS | 1 | Standard
8173 | 2958 | 1001321137 | SY52575 | -33.8708 | 151.2065 | 1 | CS | 1 | Standard
8174 | 3044 | 1001321209 | SY52644 | -33.8709 | 151.2065 | 1 | CS | 2 | Standard
8175 | 1434197 | 1001321239 | SY56364 | -33.871 | 151.2065 | 1 | Not CS | 0 | Standard
8176 | 3016 | 1001333212 | SY52622 | -33.8709 | 151.2064 | 1 | CS | 4 | Standard
8177 | 3094 | 1001321214 | SY52679 | -33.8711 | 151.2065 | 1 | CS | 1 | Standard
8178 | 3149 | 1001321219 | SY52715 | -33.8713 | 151.2065 | 1 | CS | 1 | Standard
8179 | 3080 | 1001332974 | SY52670 | -33.871 | 151.2062 | 1 | CS | 3 | Standard
8180 | 3102 | 1001332978 | SY52683 | -33.8711 | 151.2062 | 1 | CS | 1 | Standard
8181 | 1228087 | 1001319499 | SY56338 | -33.8712 | 151.2063 | 1 | CS | 2 | Standard
8182 | 3128 | 1001332984 | SY52702 | -33.8713 | 151.2062 | 1 | CS | 1 | Standard
8183 | 3142 | 1001332062 | SY52710 | -33.8713 | 151.2063 | 1 | CS | 1 | Standard
8184 | 3155 | 1001332988 | SY52720 | -33.8713 | 151.2062 | 1 | CS | 1 | Standard
8185 | 3185 | 1001334034 | SY53001 | -33.8715 | 151.2063 | 1 | CS | 1 | Standard
8186 | 3203 | 1001334037 | SY53012 | -33.8716 | 151.2063 | 1 | CS | 1 | Standard
8187 | 3224 | 1001321224 | SY53024 | -33.8717 | 151.2065 | 1 | CS | 1 | Standard
8188 | 3258 | 1001319494 | SY53045 | -33.8719 | 151.2065 | 1 | CS | 2 | Standard
8189 | 3252 | 1001321234 | SY53042 | -33.8719 | 151.2065 | 1 | CS | 1 | Standard
8190 | 3246 | 1001321229 | SY53036 | -33.8718 | 151.2065 | 1 | CS | 1 | Standard
8191 | 1279613 | 1001319509 | SY56341 | -33.872 | 151.2064 | 1 | CS | 1 | Standard
8192 | 3345 | 1001327786 | SY53097 | -33.8723 | 151.2066 | 1 | CS | 1 | Standard
8193 | 3247 | 1001334041 | SY53037 | -33.8719 | 151.2063 | 1 | CS | 3 | Standard
8194 | 3257 | 1001334045 | SY53044 | -33.8719 | 151.2063 | 1 | CS | 2 | Standard
8195 | 3266 | 1001334049 | SY53050 | -33.8719 | 151.2063 | 1 | CS | 2 | Standard
8196 | 3280 | 1001334053 | SY53059 | -33.872 | 151.2063 | 1 | CS | 1 | Standard
8197 | 3293 | 1001334057 | SY53065 | -33.8721 | 151.2063 | 1 | CS | 1 | Standard
8198 | 3339 | 1001334061 | SY53094 | -33.8722 | 151.2064 | 1 | CS | 1 | Standard
8199 | 3355 | 1001334065 | SY53103 | -33.8723 | 151.2064 | 1 | CS | 1 | Standard
8200 | 3372 | 1001334069 | SY53112 | -33.8724 | 151.2064 | 1 | CS | 1 | Standard
8201 | 3400 | 1001334073 | SY53127 | -33.8725 | 151.2064 | 1 | CS | 1 | Standard
8202 | 3417 | 1001334077 | SY53133 | -33.8726 | 151.2064 | 1 | CS | 2 | Standard
8203 | 3364 | 1001327781 | SY53108 | -33.8724 | 151.2066 | 1 | CS | 2 | Standard
8204 | 3378 | 1001327776 | SY53117 | -33.8724 | 151.2066 | 1 | CS | 2 | Standard
8205 | 1279612 | 1001319326 | SY56340 | -33.8727 | 151.2064 | 1 | CS | 1 | Standard
8206 | 3444 | 1001334085 | SY53152 | -33.8727 | 151.2064 | 1 | CS | 1 | Standard
8207 | 3483 | 1001319383 | SY53170 | -33.8728 | 151.2064 | 1 | CS | 2 | Standard
8208 | 3573 | 1001327807 | SY53217 | -33.8731 | 151.2065 | 1 | CS | 1 | Standard
8209 | 3439 | 1001321837 | SY53149 | -33.8727 | 151.206 | 1 | CS | 1 | Standard
8210 | 3435 | 1001321827 | SY53147 | -33.8727 | 151.2059 | 1 | CS | 1 | Standard
8211 | 3438 | 1001321832 | SY53148 | -33.8727 | 151.2059 | 1 | CS | 1 | Standard
8212 | 3441 | 1001321842 | SY53150 | -33.8727 | 151.2061 | 1 | CS | 1 | Standard
8213 | 3478 | 1001319378 | SY53166 | -33.8728 | 151.2061 | 1 | CS | 1 | Standard
8214 | 3474 | 1001319373 | SY53164 | -33.8728 | 151.2059 | 1 | CS | 1 | Standard
8215 | 3493 | 1001321822 | SY53177 | -33.8728 | 151.2059 | 1 | CS | 1 | Standard
8216 | 3485 | 1001319272 | SY53172 | -33.8728 | 151.2059 | 1 | CS | 3 | Standard
8217 | 3443 | 1001334081 | SY53151 | -33.8727 | 151.2063 | 1 | CS | 1 | Standard
8218 | 3492 | 1001327826 | SY53176 | -33.8728 | 151.2064 | 1 | CS | 2 | Standard
8219 | 3708 | 1001333232 | SY53307 | -33.8738 | 151.2066 | 1 | CS | 3 | Standard
8220 | 3386 | 1001319496 | SY53121 | -33.8725 | 151.2041 | 1 | CS | 2 | Standard
8221 | 3424 | 1001319501 | SY53139 | -33.8726 | 151.2042 | 1 | CS | 3 | Standard
8222 | 3379 | 1001319493 | SY53118 | -33.8724 | 151.2046 | 1 | CS | 1 | Standard
8223 | 3371 | 1001319426 | SY53111 | -33.8724 | 151.2049 | 1 | CS | 1 | Standard
8224 | 3384 | 1001319742 | SY53120 | -33.8725 | 151.2046 | 1 | CS | 3 | Standard
8225 | 545353 | 1001323499 | SY53772 | -33.8728 | 151.2047 | 1 | CS | 1 | Standard
8226 | 3522 | 1001321440 | SY53185 | -33.8729 | 151.2047 | 1 | CS | 2 | Standard
8227 | 545351 | 1001323494 | SY53771 | -33.8727 | 151.2048 | 1 | CS | 1 | Standard
8228 | 545378 | 1001323504 | SY53795 | -33.8728 | 151.2047 | 1 | CS | 1 | Standard
8229 | 545350 | 1001323454 | SY53770 | -33.8727 | 151.2049 | 1 | CS | 2 | Standard
8230 | 3486 | 1001321227 | SY53173 | -33.8728 | 151.2049 | 1 | CS | 1 | Standard
8231 | 545357 | 1001321460 | SY53774 | -33.8729 | 151.2048 | 1 | CS | 2 | Standard
8232 | 3475 | 1001321212 | SY53165 | -33.8728 | 151.2048 | 1 | CS | 2 | Standard
8233 | 3484 | 1001321221 | SY53171 | -33.8728 | 151.2048 | 1 | CS | 1 | Standard
8234 | 1271026 | 1001332993 | SY56342 | -33.8729 | 151.2048 | 1 | CS | 2 | Standard
8235 | 3480 | 1001327831 | SY53168 | -33.8728 | 151.2039 | 1 | CS | 1 | Standard
8236 | 3457 | 1001321207 | SY53156 | -33.8728 | 151.2041 | 1 | CS | 2 | Standard
8237 | 3479 | 1001327836 | SY53167 | -33.8728 | 151.204 | 1 | CS | 1 | Standard
8238 | 3472 | 1001323443 | SY53162 | -33.8728 | 151.2042 | 1 | CS | 1 | Standard
8239 | 3529 | 1001321447 | SY53188 | -33.8729 | 151.2042 | 1 | CS | 1 | Standard
8240 | 3564 | 1001321450 | SY53211 | -33.8731 | 151.2042 | 1 | CS | 1 | Standard
8241 | 755747 | 1001321993 | SY53803 | -33.873 | 151.2041 | 1 | CS | 1 | Standard
8242 | 3536 | 1001327812 | SY53193 | -33.873 | 151.204 | 1 | CS | 1 | Standard
8243 | 3567 | 1001319277 | SY53213 | -33.8731 | 151.2041 | 1 | CS | 1 | Standard
8244 | 592572 | 1001319319 | SY53797 | -33.8732 | 151.2041 | 1 | CS | 3 | Standard
8245 | 3362 | 1001319589 | SY53106 | -33.8724 | 151.2051 | 1 | CS | 1 | Standard
8246 | 3380 | 1001319442 | SY53119 | -33.8724 | 151.2051 | 1 | CS | 2 | Standard
8247 | 3374 | 1001319431 | SY53114 | -33.8724 | 151.2051 | 1 | CS | 1 | Standard
8248 | 3368 | 1001319737 | SY53110 | -33.8724 | 151.2051 | 1 | CS | 2 | Standard
8249 | 545372 | 1001323473 | SY53789 | -33.8724 | 151.2056 | 1 | CS | 2 | Standard
8250 | 3375 | 1001319437 | SY53115 | -33.8724 | 151.2058 | 1 | CS | 2 | Standard
8251 | 3402 | 1001319447 | SY53128 | -33.8725 | 151.2058 | 1 | CS | 3 | Standard
8252 | 3425 | 1001319452 | SY53140 | -33.8727 | 151.2058 | 1 | CS | 1 | Standard
8253 | 545370 | 1001323463 | SY53787 | -33.8726 | 151.2056 | 1 | CS | 1 | Standard
8254 | 545371 | 1001323468 | SY53788 | -33.8725 | 151.2056 | 1 | CS | 1 | Standard
8255 | 545369 | 1001319472 | SY53786 | -33.8727 | 151.2056 | 1 | CS | 1 | Standard
8256 | 3494 | 1001321802 | SY53178 | -33.8728 | 151.2056 | 1 | CS | 1 | Standard
8257 | 3433 | 1001319457 | SY53145 | -33.8727 | 151.2058 | 1 | CS | 4 | Standard
8258 | 3465 | 1001319267 | SY53159 | -33.8728 | 151.2058 | 1 | CS | 1 | Standard
8259 | 3491 | 1001321797 | SY53175 | -33.8728 | 151.2058 | 1 | CS | 1 | Standard
8260 | 3482 | 1001321216 | SY53169 | -33.8728 | 151.205 | 1 | CS | 1 | Standard
8261 | 545366 | 1001323459 | SY53783 | -33.8727 | 151.205 | 1 | CS | 2 | Standard
8262 | 545367 | 1001319462 | SY53784 | -33.8727 | 151.2052 | 1 | CS | 1 | Standard
8263 | 210411 | 1001321242 | SY53766 | -33.8727 | 151.2051 | 1 | CS | 3 | Standard
8264 | 536765 | 1001321253 | SY53768 | -33.8728 | 151.2051 | 1 | CS | 2 | Standard
8265 | 3501 | 1001319703 | SY53180 | -33.8729 | 151.2051 | 1 | CS | 1 | Standard
8266 | 545358 | 1001332737 | SY53775 | -33.8729 | 151.205 | 1 | CS | 2 | Standard
8267 | 545356 | 1001332733 | SY53773 | -33.8729 | 151.205 | 1 | CS | 1 | Standard
8268 | 545368 | 1001319467 | SY53785 | -33.8727 | 151.2052 | 1 | CS | 2 | Standard
8269 | 3489 | 1001321231 | SY53174 | -33.8728 | 151.2052 | 1 | CS | 3 | Standard
8270 | 3498 | 1001321807 | SY53179 | -33.8729 | 151.2052 | 1 | CS | 1 | Standard
8271 | 3539 | 1001321812 | SY53194 | -33.873 | 151.2052 | 1 | CS | 2 | Standard
8272 | 545359 | 1001332740 | SY53776 | -33.8731 | 151.205 | 1 | CS | 1 | Standard
8273 | 3651 | 1001319752 | SY53268 | -33.8735 | 151.2052 | 1 | CS | 1 | Standard
8274 | 545360 | 1001332745 | SY53777 | -33.8732 | 151.2051 | 1 | CS | 1 | Standard
8275 | 545361 | 1001332749 | SY53778 | -33.8733 | 151.2051 | 1 | CS | 1 | Standard
8276 | 3602 | 1001321817 | SY53238 | -33.8732 | 151.2052 | 1 | CS | 1 | Standard
8277 | 3611 | 1001327280 | SY53245 | -33.8733 | 151.2052 | 1 | CS | 1 | Standard
8278 | 545365 | 1001332761 | SY53782 | -33.8734 | 151.2053 | 1 | CS | 1 | Standard
8279 | 545362 | 1001325257 | SY53779 | -33.8734 | 151.2051 | 1 | CS | 1 | Standard
8280 | 3613 | 1001319747 | SY53246 | -33.8733 | 151.2052 | 1 | CS | 1 | Standard
8281 | 545364 | 1001332757 | SY53781 | -33.8737 | 151.2051 | 1 | CS | 1 | Standard
8282 | 545363 | 1001332753 | SY53780 | -33.8737 | 151.2051 | 1 | CS | 1 | Standard
8283 | 3657 | 1001332938 | SY53272 | -33.8736 | 151.2053 | 1 | CS | 1 | Standard
8284 | 3664 | 1001332942 | SY53276 | -33.8736 | 151.2053 | 1 | CS | 1 | Standard
8285 | 3689 | 1001332946 | SY53294 | -33.8738 | 151.2053 | 1 | CS | 1 | Standard
8286 | 3675 | 1001327255 | SY53285 | -33.8737 | 151.2052 | 1 | CS | 1 | Standard
8287 | 3693 | 1001332950 | SY53297 | -33.8738 | 151.2053 | 1 | CS | 1 | Standard
8288 | 3700 | 1001321328 | SY53301 | -33.8738 | 151.2051 | 1 | CS | 1 | Standard
8289 | 3716 | 1001321332 | SY53310 | -33.8739 | 151.2051 | 1 | CS | 1 | Standard
8290 | 665573 | 1001327322 | SY53798 | -33.8732 | 151.204 | 1 | CS | 1 | Standard
8291 | 3629 | 1001327299 | SY53255 | -33.8733 | 151.2041 | 1 | CS | 3 | Standard
8292 | 3605 | 1001321455 | SY53241 | -33.8732 | 151.2042 | 1 | CS | 1 | Standard
8293 | 3628 | 1001321469 | SY53254 | -33.8733 | 151.2042 | 1 | CS | 1 | Standard
8294 | 3654 | 1001321472 | SY53270 | -33.8735 | 151.2043 | 1 | CS | 1 | Standard
8295 | 755746 | 1001327328 | SY53802 | -33.8734 | 151.2041 | 1 | CS | 3 | Standard
8296 | 3647 | 1001327305 | SY53265 | -33.8735 | 151.2041 | 1 | CS | 4 | Standard
8297 | 3665 | 1001327564 | SY53277 | -33.8736 | 151.2041 | 1 | CS | 4 | Standard
8298 | 3698 | 1001327573 | SY53300 | -33.8738 | 151.2041 | 1 | CS | 3 | Standard
8299 | 3691 | 1001327568 | SY53295 | -33.8738 | 151.2041 | 1 | CS | 1 | Standard
8300 | 3680 | 1001321477 | SY53287 | -33.8737 | 151.2043 | 1 | CS | 2 | Standard
8301 | 3728 | 1001321482 | SY53312 | -33.874 | 151.2043 | 1 | CS | 3 | Standard
8302 | 3736 | 1001327579 | SY53316 | -33.874 | 151.2041 | 1 | CS | 1 | Standard
8303 | 3739 | 1001319282 | SY53318 | -33.8741 | 151.2042 | 1 | CS | 1 | Standard
8304 | 545377 | 1001327319 | SY53794 | -33.874 | 151.2041 | 1 | CS | 2 | Standard
8305 | 3107 | 1001321826 | SY51537 | -33.8711 | 151.2026 | 1 | CS | 1 | Standard
8306 | 145998 | 1001321176 | SY52970 | -33.8715 | 151.2026 | 1 | CS | 1 | Standard
8307 | 3144 | 1001319429 | SY51539 | -33.8713 | 151.2034 | 1 | CS | 2 | Standard
8308 | 3310 | 1001321392 | SY52825 | -33.8721 | 151.2034 | 1 | CS | 3 | Standard
8309 | 3316 | 1001321397 | SY52827 | -33.8722 | 151.2032 | 1 | CS | 2 | Standard
8310 | 549635 | 1001381066 | SY52974 | -33.872 | 151.2028 | 1 | CS | 3 | Standard
8311 | 3231 | 1001321831 | SY52822 | -33.8718 | 151.2025 | 1 | CS | 2 | Standard
8312 | 549636 | 1001381067 | SY52975 | -33.8721 | 151.2028 | 1 | CS | 2 | Standard
8313 | 3263 | 1001319852 | SY52823 | -33.872 | 151.203 | 1 | CS | 1 | Standard
8314 | 3383 | 1001321836 | SY52830 | -33.8725 | 151.2022 | 1 | CS | 4 | Standard
8315 | 3376 | 1001331977 | SY52829 | -33.8724 | 151.2024 | 1 | CS | 3 | Standard
8316 | 3527 | 1001321841 | SY52846 | -33.873 | 151.2031 | 1 | CS | 3 | Standard
8317 | 3516 | 1001327696 | SY52844 | -33.8729 | 151.2028 | 1 | CS | 1 | Standard
8318 | 3505 | 1001329125 | SY52841 | -33.8729 | 151.2031 | 1 | CS | 4 | Standard
8319 | 3503 | 1001331957 | SY52840 | -33.8729 | 151.2032 | 1 | CS | 1 | Standard
8320 | 3512 | 1001331967 | SY52843 | -33.8729 | 151.2031 | 1 | CS | 1 | Standard
8321 | 583984 | 1001321983 | SY52977 | -33.873 | 151.2025 | 1 | CS | 2 | Standard
8322 | 3556 | 1001327681 | SY52850 | -33.873 | 151.2026 | 1 | CS | 2 | Standard
8323 | 3488 | 1001331992 | SY52836 | -33.8728 | 151.2037 | 1 | CS | 1 | Standard
8324 | 592574 | 1001321988 | SY52978 | -33.8731 | 151.2037 | 1 | CS | 3 | Standard
8325 | 3546 | 1001327686 | SY52849 | -33.873 | 151.2037 | 1 | CS | 2 | Standard
8326 | 210410 | 1001321237 | SY52972 | -33.873 | 151.2034 | 1 | CS | 3 | Standard
8327 | 3519 | 1001327691 | SY52845 | -33.8729 | 151.2032 | 1 | CS | 1 | Standard
8328 | 3481 | 1001331987 | SY52835 | -33.8728 | 151.2032 | 1 | CS | 1 | Standard
8329 | 3461 | 1001331982 | SY52833 | -33.8728 | 151.2033 | 1 | CS | 1 | Standard
8330 | 3509 | 1001331963 | SY52842 | -33.8729 | 151.2033 | 1 | CS | 1 | Standard
8331 | 3497 | 1001331953 | SY52838 | -33.8729 | 151.2033 | 1 | CS | 2 | Standard
8332 | 3496 | 1001331947 | SY52837 | -33.8729 | 151.2034 | 1 | CS | 1 | Standard
8333 | 3560 | 1001327677 | SY52851 | -33.873 | 151.2036 | 1 | CS | 1 | Standard
8334 | 3568 | 1001327671 | SY52853 | -33.8731 | 151.2033 | 1 | CS | 1 | Standard
8335 | 3581 | 1001327666 | SY52854 | -33.8731 | 151.2032 | 1 | CS | 1 | Standard
8336 | 3637 | 1001327661 | SY52859 | -33.8734 | 151.2034 | 1 | Not CS | 0 | Standard
8337 | 3644 | 1001327656 | SY52861 | -33.8735 | 151.2034 | 1 | Not CS | 0 | Standard
8338 | 3660 | 1001321417 | SY52864 | -33.8736 | 151.2034 | 1 | CS | 2 | Standard
8339 | 3645 | 1001327701 | SY52862 | -33.8735 | 151.2038 | 1 | Not CS | 0 | Standard
8340 | 3719 | 1001327745 | SY52871 | -33.8739 | 151.2035 | 1 | CS | 2 | Standard
8341 | 3735 | 1001327735 | SY52877 | -33.874 | 151.2037 | 1 | CS | 1 | Standard
8342 | 3726 | 1001327314 | SY52874 | -33.874 | 151.2036 | 1 | CS | 1 | Standard
8343 | 3730 | 1001319331 | SY52875 | -33.874 | 151.2034 | 1 | CS | 1 | Standard
8344 | 3724 | 1001327310 | SY52873 | -33.874 | 151.2035 | 1 | CS | 2 | Standard
8345 | 3679 | 1001329002 | SY52866 | -33.8737 | 151.2023 | 1 | CS | 1 | Standard
8346 | 3745 | 1001321857 | SY52878 | -33.8741 | 151.2022 | 1 | CS | 1 | Standard
8347 | 3733 | 1001327740 | SY52876 | -33.874 | 151.2022 | 1 | CS | 2 | Standard
8348 | 3609 | 1001321847 | SY52855 | -33.8733 | 151.202 | 1 | CS | 2 | Unknown
8349 | 17236 | 1001381616 | SY52946 | -33.8739 | 151.202 | 9 | CS | 1 | Vault
8350 | 3690 | 1001321852 | SY52868 | -33.8738 | 151.202 | 1 | CS | 2 | Standard
8351 | 2535 | 1001331197 | SY51472 | -33.8692 | 151.196 | 1 | CS | 2 | Standard
8352 | 2638 | 1001323380 | LE50227 | -33.8696 | 151.1954 | 1 | CS | 1 | Standard
8353 | 2630 | 1001323375 | LE50224 | -33.8696 | 151.1954 | 1 | CS | 1 | Standard
8354 | 2647 | 1001323385 | SY51485 | -33.8696 | 151.1957 | 1 | CS | 2 | Standard
8355 | 2660 | 1001319381 | SY51488 | -33.8697 | 151.1962 | 1 | CS | 1 | Standard
8356 | 2665 | 1001323156 | SY51489 | -33.8697 | 151.1962 | 1 | CS | 1 | Standard
8357 | 115940 | 1001331142 | SY51561 | -33.8698 | 151.1962 | 1 | CS | 1 | Standard
8358 | 2875 | 1001325001 | SY51520 | -33.8706 | 151.1957 | 1 | CS | 1 | Standard
8359 | 2890 | 1001323231 | LE50255 | -33.8707 | 151.1957 | 1 | CS | 2 | Standard
8360 | 2960 | 1001323963 | SY51530 | -33.8708 | 151.1957 | 1 | CS | 2 | Standard
8361 | 3043 | 1001325006 | SY51533 | -33.8709 | 151.1959 | 1 | CS | 2 | Standard
8362 | 3074 | 1001323236 | SY51534 | -33.8711 | 151.1959 | 1 | CS | 1 | Standard
8363 | 2811 | 1001327800 | LE50245 | -33.8703 | 151.1955 | 1 | CS | 1 | Standard
8364 | 2830 | 1001327764 | LE50248 | -33.8704 | 151.1956 | 1 | CS | 1 | Standard
8365 | 2849 | 1001323226 | LE50251 | -33.8705 | 151.1956 | 1 | CS | 1 | Standard
8366 | 2892 | 1001325490 | LE50256 | -33.8707 | 151.1955 | 1 | CS | 2 | Standard
8367 | 2988 | 1001323968 | LE50260 | -33.8709 | 151.1956 | 1 | CS | 1 | Standard
8368 | 2279 | 1001323335 | SY51453 | -33.8687 | 151.1979 | 1 | CS | 1 | Standard
8369 | 2467 | 1001323345 | SY51469 | -33.8691 | 151.1984 | 1 | CS | 1 | Unknown
8370 | 2278 | 1001323330 | SY51452 | -33.8687 | 151.1974 | 1 | CS | 1 | Standard
8371 | 2752 | 1001331182 | SY51502 | -33.8701 | 151.1987 | 1 | CS | 2 | Standard
8372 | 2772 | 1001331241 | SY51506 | -33.8701 | 151.199 | 1 | CS | 2 | Standard
8373 | 2755 | 1001323171 | SY51503 | -33.8701 | 151.1988 | 1 | CS | 2 | Standard
8374 | 2729 | 1001331171 | SY51500 | -33.87 | 151.1985 | 1 | CS | 1 | Standard
8375 | 2774 | 1001331246 | SY51507 | -33.8701 | 151.1987 | 1 | CS | 1 | Standard
8376 | 2777 | 1001331251 | SY51508 | -33.8701 | 151.1987 | 1 | CS | 1 | Standard
8377 | 2791 | 1001331216 | SY51511 | -33.8702 | 151.1987 | 1 | CS | 1 | Standard
8378 | 2860 | 1001323176 | SY51518 | -33.8706 | 151.1986 | 1 | CS | 1 | Standard
8379 | 2793 | 1001331221 | SY51512 | -33.8702 | 151.1993 | 1 | CS | 2 | Unknown
8380 | 2785 | 1001331261 | SY51510 | -33.8702 | 151.1992 | 1 | CS | 1 | Unknown
8381 | 2879 | 1001331226 | SY51521 | -33.8706 | 151.1992 | 1 | CS | 1 | Standard
8382 | 2694 | 1001323161 | SY51493 | -33.8698 | 151.197 | 1 | CS | 2 | Standard
8383 | 2680 | 1001323390 | SY51491 | -33.8698 | 151.1981 | 1 | CS | 1 | Standard
8384 | 2740 | 1001331176 | SY51501 | -33.87 | 151.1982 | 1 | CS | 1 | Standard
8385 | 2711 | 1001323166 | SY51496 | -33.8699 | 151.1978 | 1 | CS | 2 | Standard
8386 | 2707 | 1001321944 | SY51495 | -33.8699 | 151.1978 | 1 | CS | 2 | Standard
8387 | 2702 | 1001331211 | SY51494 | -33.8699 | 151.1979 | 1 | CS | 1 | Standard
8388 | 2715 | 1001331167 | SY51497 | -33.8699 | 151.1979 | 1 | CS | 1 | Standard
8389 | 2771 | 1001331187 | SY51505 | -33.8701 | 151.1977 | 1 | CS | 1 | Standard
8390 | 3082 | 1001323181 | SY51535 | -33.8711 | 151.1984 | 1 | CS | 1 | Standard
8391 | 3218 | 1001331972 | SY52821 | -33.8717 | 151.1985 | 1 | CS | 3 | Standard
8392 | 3267 | 1001323186 | SY52824 | -33.872 | 151.1982 | 1 | CS | 2 | Standard
8393 | 3315 | 1001323732 | SY52826 | -33.8722 | 151.1966 | 1 | CS | 1 | Standard
8394 | 3329 | 1001323246 | SY52828 | -33.8722 | 151.1966 | 1 | CS | 1 | Standard
8395 | 3453 | 1001323736 | SY52832 | -33.8727 | 151.197 | 1 | CS | 1 | Standard
8396 | 3477 | 1001323251 | SY52834 | -33.8729 | 151.197 | 1 | CS | 3 | Standard
8397 | 3528 | 1001323549 | SY52847 | -33.873 | 151.1971 | 1 | CS | 2 | Standard
8398 | 3621 | 1001323742 | SY52857 | -33.8734 | 151.1973 | 1 | CS | 1 | Standard
8399 | 82204 | 1001323854 | SY52956 | -33.873 | 151.1971 | 1 | CS | 1 | Standard
8400 | 3545 | 1001381053 | SY52848 | -33.8731 | 151.197 | 1 | CS | 2 | Standard
8401 | 3565 | 1001323255 | SY52852 | -33.8731 | 151.1971 | 1 | CS | 1 | Standard
8402 | 3499 | 1001323191 | SY52839 | -33.8729 | 151.1982 | 1 | CS | 1 | Standard
8403 | 3697 | 1001323196 | SY52869 | -33.8738 | 151.1983 | 1 | CS | 2 | Standard
8404 | 3650 | 1001381054 | SY52863 | -33.8736 | 151.1973 | 9 | CS | 2 | Vault
8405 | 94788560 | 1001323260 | SY52858 | -33.8734 | 151.1973 | 1 | CS | 2 | Standard
8406 | 2207116 | 1001323748 | SY52865 | -33.8736 | 151.1974 | 1 | CS | 3 | Standard
8407 | 3681 | 1001323266 | SY52867 | -33.8737 | 151.1974 | 1 | CS | 1 | Standard
8408 | 3722 | 1001323271 | SY52872 | -33.874 | 151.1975 | 1 | CS | 2 | Standard
8409 | 3139 | 1001325011 | SY51538 | -33.8713 | 151.1961 | 1 | CS | 2 | Standard
8410 | 3191 | 1001325017 | SY52819 | -33.8716 | 151.1963 | 1 | CS | 1 | Standard
8411 | 3205 | 1001323242 | SY52820 | -33.8716 | 151.1962 | 1 | CS | 1 | Standard
8412 | 3442 | 1001325318 | SY52831 | -33.8727 | 151.1958 | 1 | CS | 1 | Standard
8413 | 3617 | 1001325322 | SY52856 | -33.8733 | 151.1961 | 1 | CS | 1 | Standard
8414 | 3641 | 1001325327 | SY52860 | -33.8735 | 151.1962 | 1 | CS | 1 | Standard
8415 | 2039663 | 1001325332 | SY52870 | -33.8739 | 151.1965 | 1 | CS | 1 | Standard
8416 | 2043962 | 1001325337 | SY52880 | -33.8743 | 151.1967 | 1 | CS | 1 | Standard
8417 | 2043963 | 1001325342 | SY52885 | -33.8745 | 151.1968 | 1 | CS | 3 | Standard
8418 | 3876 | 1001323590 | LE50376 | -33.8747 | 151.1932 | 1 | CS | 1 | Standard
8419 | 4018 | 1001327930 | LE50385 | -33.8754 | 151.194 | 1 | CS | 2 | Standard
8420 | 3898 | 1001323595 | LE50378 | -33.8748 | 151.1933 | 1 | CS | 2 | Standard
8421 | 3980 | 1001323600 | LE50381 | -33.8752 | 151.1936 | 1 | CS | 2 | Standard
8422 | 4046 | 1001323605 | LE50387 | -33.8755 | 151.1938 | 1 | CS | 2 | Standard
8423 | 3857 | 1001323201 | SY52886 | -33.8746 | 151.1995 | 1 | CS | 2 | Standard
8424 | 4034 | 1001327607 | SY52911 | -33.8754 | 151.199 | 1 | CS | 2 | Standard
8425 | 3858 | 1001323276 | SY52887 | -33.8746 | 151.1978 | 1 | CS | 2 | Standard
8426 | 3888 | 1001323281 | SY52896 | -33.8747 | 151.1979 | 1 | CS | 4 | Standard
8427 | 3887 | 1001323206 | SY52895 | -33.8746 | 151.1986 | 1 | CS | 1 | Standard
8428 | 3976 | 1001323286 | SY52905 | -33.8752 | 151.1981 | 1 | CS | 1 | Standard
8429 | 2039662 | 1001325347 | SY52903 | -33.8751 | 151.1972 | 1 | CS | 2 | Standard
8430 | 2237176 | 1001325352 | SY52914 | -33.8757 | 151.1975 | 1 | CS | 2 | Standard
8431 | 2237175 | 1001325357 | SY52915 | -33.8758 | 151.1975 | 1 | CS | 1 | Standard
8432 | 2237174 | 1001325362 | SY52918 | -33.8758 | 151.1976 | 1 | CS | 1 | Standard
8433 | 4114 | 1001323291 | SY52916 | -33.8758 | 151.1984 | 1 | CS | 2 | Standard
8434 | 2254352 | 1001325367 | SY52931 | -33.8763 | 151.1978 | 1 | CS | 1 | Standard
8435 | 2155590 | 1001327632 | SY52927 | -33.8761 | 151.1983 | 1 | CS | 1 | Standard
8436 | 4225 | 1001323754 | SY52932 | -33.8763 | 151.1982 | 1 | CS | 2 | Standard
8437 | 2254353 | 1001325372 | SY52934 | -33.8764 | 151.1979 | 1 | CS | 1 | Standard
8438 | 2237185 | 1001323507 | SY52935 | -33.8764 | 151.1979 | 1 | CS | 2 | Standard
8439 | 4170 | 1001851738 | SY28269 | -33.8761 | 151.1986 | 1 | CS | 2 | Standard
8440 | 4217 | 1001323502 | SY52930 | -33.8762 | 151.1984 | 1 | CS | 2 | Standard
8441 | 2043964 | 1001325376 | SY52941 | -33.8768 | 151.1981 | 1 | CS | 2 | Standard
8442 | 4037 | 1001323122 | SY52912 | -33.8754 | 151.1989 | 1 | CS | 2 | Standard
8443 | 1511489 | 1001321998 | SY56370 | -33.8764 | 151.199 | 1 | CS | 1 | Standard
8444 | 4242 | 1001321879 | SY52933 | -33.8764 | 151.1994 | 1 | CS | 2 | Standard
8445 | 4262 | 1001327622 | SY52936 | -33.8764 | 151.1995 | 1 | CS | 2 | Standard
8446 | 4312 | 1001323306 | SY52938 | -33.8766 | 151.199 | 1 | CS | 2 | Standard
8447 | 1511488 | 1001323052 | SY56371 | -33.8765 | 151.1991 | 1 | CS | 2 | Standard
8448 | 4434 | 1001321894 | SY54247 | -33.8771 | 151.1998 | 1 | CS | 1 | Standard
8449 | 4445 | 1001323311 | SY54249 | -33.8772 | 151.1994 | 1 | CS | 1 | Standard
8450 | 4514 | 1001323861 | SY54267 | -33.8774 | 151.1996 | 1 | CS | 2 | Standard
8451 | 7489 | 1001329035 | SY54440 | -33.8774 | 151.1998 | 1 | CS | 1 | Standard
8452 | 4525 | 1001323871 | SY54269 | -33.8775 | 151.1996 | 1 | CS | 2 | Standard
8453 | 4573 | 1001323882 | SY54279 | -33.8777 | 151.1993 | 1 | CS | 1 | Standard
8454 | 4457 | 1001323840 | SY54251 | -33.8771 | 151.2002 | 1 | CS | 3 | Standard
8455 | 4471 | 1001323851 | SY54255 | -33.8773 | 151.2001 | 1 | CS | 1 | Standard
8456 | 4626 | 1001327994 | SY54290 | -33.8778 | 151.2005 | 1 | CS | 2 | Standard
8457 | 4619 | 1001327981 | SY54286 | -33.8779 | 151.2008 | 1 | CS | 2 | Standard
8458 | 4634 | 1001321899 | SY54294 | -33.8779 | 151.2005 | 1 | CS | 2 | Standard
8459 | 4672 | 1001321771 | SY54302 | -33.878 | 151.2005 | 1 | CS | 2 | Standard
8460 | 4707 | 1001323943 | SY54305 | -33.8782 | 151.1989 | 1 | CS | 1 | Standard
8461 | 4773 | 1001323407 | SY54309 | -33.8785 | 151.1991 | 1 | CS | 2 | Standard
8462 | 4789 | 1001323958 | SY54310 | -33.8785 | 151.1991 | 1 | CS | 1 | Standard
8463 | 4417 | 1001323514 | SY54244 | -33.877 | 151.1983 | 1 | CS | 1 | Standard
8464 | 4433 | 1001325381 | SY54246 | -33.8771 | 151.1983 | 1 | CS | 1 | Standard
8465 | 4430 | 1001323519 | SY54245 | -33.8771 | 151.1983 | 1 | CS | 1 | Standard
8466 | 2039659 | 1001325386 | SY54258 | -33.8774 | 151.1984 | 1 | CS | 1 | Standard
8467 | 4584 | 1001323397 | SY54282 | -33.8778 | 151.1987 | 1 | CS | 1 | Standard
8468 | 4556 | 1001323392 | SY54276 | -33.8776 | 151.1986 | 1 | CS | 1 | Standard
8469 | 4628 | 1001323903 | SY54292 | -33.8779 | 151.1987 | 1 | CS | 1 | Standard
8470 | 4642 | 1001323402 | SY54297 | -33.878 | 151.1988 | 1 | CS | 1 | Standard
8471 | 4113 | 1001323610 | LE50392 | -33.8758 | 151.1939 | 1 | CS | 1 | Standard
8472 | 4165 | 1001323616 | LE50395 | -33.876 | 151.1941 | 1 | CS | 1 | Standard
8473 | 4249 | 1001323622 | LE50399 | -33.8764 | 151.1943 | 1 | CS | 1 | Standard
8474 | 4384 | 1001323627 | LE50406 | -33.877 | 151.1946 | 1 | CS | 1 | Standard
8475 | 4118 | 1001319229 | SY52917 | -33.8758 | 151.1958 | 1 | CS | 1 | Standard
8476 | 4131 | 1001319235 | SY52919 | -33.876 | 151.1959 | 1 | CS | 1 | Standard
8477 | 4142 | 1001323132 | SY52922 | -33.876 | 151.1959 | 1 | CS | 1 | Standard
8478 | 4083 | 1001319224 | SY52913 | -33.8756 | 151.1962 | 1 | CS | 3 | Standard
8479 | 145997 | 1001325885 | SY54444 | -33.8779 | 151.196 | 1 | CS | 2 | Standard
8480 | 4496 | 1001323137 | LE50678 | -33.8774 | 151.1949 | 1 | CS | 1 | Standard
8481 | 4539 | 1001323632 | LE50679 | -33.8775 | 151.1947 | 1 | CS | 1 | Standard
8482 | 4558 | 1001323637 | LE50680 | -33.8776 | 151.1946 | 1 | CS | 2 | Standard
8483 | 4712 | 1001323642 | LE50682 | -33.8782 | 151.1946 | 1 | CS | 2 | Standard
8484 | 4739 | 1001323647 | LE50683 | -33.8783 | 151.1946 | 1 | CS | 1 | Standard
8485 | 2258647 | 1001489053 | SY26286 | -33.8742 | 151.2024 | 1 | CS | 2 | Standard
8486 | 3748 | 1001319289 | SY53322 | -33.8741 | 151.2042 | 1 | CS | 3 | Standard
8487 | 3764 | 1001327595 | SY53333 | -33.8742 | 151.2041 | 1 | CS | 1 | Standard
8488 | 3766 | 1001327600 | SY53335 | -33.8742 | 151.2042 | 1 | CS | 1 | Standard
8489 | 3758 | 1001327590 | SY53329 | -33.8742 | 151.2039 | 1 | CS | 1 | Standard
8490 | 3757 | 1001327584 | SY52879 | -33.8741 | 151.2035 | 1 | CS | 1 | Standard
8491 | 3802 | 1001327730 | SY52881 | -33.8743 | 151.2035 | 1 | CS | 1 | Standard
8492 | 47242 | 1001327871 | SY52947 | -33.8746 | 151.2032 | 1 | Not CS | 0 | Standard
8493 | 3835 | 1001327611 | SY52884 | -33.8745 | 151.2036 | 1 | CS | 3 | Standard
8494 | 3822 | 1001319294 | SY53371 | -33.8744 | 151.2043 | 1 | CS | 3 | Standard
8495 | 3833 | 1001327606 | SY53382 | -33.8744 | 151.2042 | 1 | CS | 2 | Standard
8496 | 3854 | 1001333528 | SY53398 | -33.8745 | 151.2042 | 1 | CS | 1 | Standard
8497 | 3907 | 1001327514 | SY53427 | -33.8748 | 151.2043 | 1 | CS | 1 | Standard
8498 | 3924 | 1001327519 | SY53436 | -33.8749 | 151.2043 | 1 | CS | 1 | Standard
8499 | 3943 | 1001325703 | SY53447 | -33.875 | 151.2043 | 1 | CS | 1 | Standard
8500 | 3960 | 1001325708 | SY53457 | -33.8751 | 151.2043 | 1 | CS | 1 | Standard
8501 | 3984 | 1001327626 | SY52906 | -33.8752 | 151.2038 | 1 | CS | 1 | Standard
8502 | 2258648 | 1001489055 | SY26288 | -33.8749 | 151.2032 | 1 | CS | 2 | Standard
8503 | 3913 | 1001327578 | SY52899 | -33.8748 | 151.2036 | 1 | CS | 1 | Standard
8504 | 3917 | 1001327616 | SY52900 | -33.8749 | 151.2037 | 1 | CS | 1 | Standard
8505 | 3933 | 1001327621 | SY52901 | -33.8749 | 151.2037 | 1 | CS | 1 | Standard
8506 | 3873 | 1001327602 | SY52892 | -33.8746 | 151.2023 | 1 | CS | 1 | Standard
8507 | 3871 | 1001327707 | SY52891 | -33.8746 | 151.2022 | 1 | CS | 1 | Standard
8508 | 3834 | 1001321864 | SY52883 | -33.8745 | 151.2027 | 1 | CS | 2 | Standard
8509 | 3885 | 1001327592 | SY52894 | -33.8747 | 151.2026 | 1 | CS | 1 | Standard
8510 | 3900 | 1001327588 | SY52897 | -33.8748 | 151.2026 | 1 | CS | 1 | Standard
8511 | 3901 | 1001327583 | SY52898 | -33.8748 | 151.2027 | 1 | CS | 1 | Standard
8512 | 3883 | 1001327597 | SY52893 | -33.8747 | 151.2023 | 1 | CS | 2 | Standard
8513 | 2039658 | 1001489054 | SY26287 | -33.8745 | 151.2027 | 1 | CS | 2 | Standard
8514 | 3941 | 1001327574 | SY52902 | -33.875 | 151.2027 | 1 | CS | 1 | Standard
8515 | 3969 | 1001321869 | SY52904 | -33.8748 | 151.2031 | 1 | CS | 2 | Standard
8516 | 3810 | 1001327725 | SY52882 | -33.8744 | 151.2015 | 1 | CS | 1 | Standard
8517 | 3866 | 1001327720 | SY52888 | -33.8746 | 151.2016 | 1 | CS | 1 | Standard
8518 | 3868 | 1001327716 | SY52889 | -33.8746 | 151.2018 | 1 | CS | 2 | Standard
8519 | 3869 | 1001327711 | SY52890 | -33.8746 | 151.202 | 1 | CS | 1 | Standard
8520 | 3778 | 1001323808 | SY53342 | -33.8742 | 151.207 | 1 | CS | 1 | Standard
8521 | 1356907 | 1001321681 | SY56343 | -33.8741 | 151.2064 | 1 | Not CS | 0 | Standard
8522 | 38670 | 1001223971 | SY53750 | -33.8742 | 151.2063 | 1 | CS | 2 | Standard
8523 | 3788 | 1001223930 | SY53350 | -33.8743 | 151.2063 | 1 | CS | 3 | Standard
8524 | 3779 | 1001327313 | SY53343 | -33.8742 | 151.2061 | 1 | CS | 2 | Standard
8525 | 38669 | 1001223966 | SY53749 | -33.8742 | 151.206 | 1 | CS | 3 | Standard
8526 | 3782 | 1001223925 | SY53345 | -33.8743 | 151.206 | 1 | CS | 2 | Standard
8527 | 3746 | 1001327173 | SY53321 | -33.8741 | 151.208 | 1 | CS | 1 | Standard
8528 | 3755 | 1001327177 | SY53327 | -33.8741 | 151.208 | 1 | CS | 1 | Standard
8529 | 3771 | 1001327182 | SY53338 | -33.8742 | 151.208 | 1 | CS | 1 | Standard
8530 | 3831 | 1001333019 | SY53380 | -33.8745 | 151.2072 | 1 | CS | 2 | Standard
8531 | 3785 | 1001323813 | SY53348 | -33.8743 | 151.207 | 1 | CS | 1 | Standard
8532 | 3795 | 1001323818 | SY53353 | -33.8743 | 151.2071 | 1 | CS | 1 | Standard
8533 | 3823 | 1001223950 | SY53372 | -33.8744 | 151.2071 | 1 | CS | 2 | Standard
8534 | 3806 | 1001327303 | SY53360 | -33.8744 | 151.2075 | 1 | CS | 2 | Standard
8535 | 3845 | 1001327245 | SY53391 | -33.8745 | 151.2073 | 1 | CS | 3 | Standard
8536 | 3849 | 1001327230 | SY53393 | -33.8745 | 151.2074 | 1 | CS | 1 | Standard
8537 | 3851 | 1001329859 | SY53395 | -33.8745 | 151.2075 | 1 | CS | 1 | Standard
8538 | 3842 | 1001327295 | SY53389 | -33.8745 | 151.2072 | 1 | CS | 2 | Standard
8539 | 3816 | 1001327187 | SY53365 | -33.8744 | 151.2078 | 1 | CS | 1 | Standard
8540 | 3808 | 1001223945 | SY53361 | -33.8744 | 151.2076 | 1 | CS | 2 | Standard
8541 | 3825 | 1001327168 | SY53374 | -33.8744 | 151.2081 | 1 | CS | 1 | Standard
8542 | 3820 | 1001327194 | SY53369 | -33.8744 | 151.2079 | 1 | CS | 1 | Standard
8543 | 3841 | 1001223964 | SY53388 | -33.8745 | 151.208 | 1 | CS | 2 | Standard
8544 | 3863 | 1001327139 | SY53405 | -33.8746 | 151.2081 | 1 | CS | 1 | Standard
8545 | 3859 | 1001327130 | SY53401 | -33.8746 | 151.2079 | 1 | CS | 1 | Standard
8546 | 3860 | 1001327134 | SY53402 | -33.8746 | 151.2079 | 1 | CS | 3 | Standard
8547 | 3867 | 1001333419 | SY53406 | -33.8746 | 151.208 | 1 | CS | 1 | Standard
8548 | 3837 | 1001223955 | SY53384 | -33.8745 | 151.2077 | 1 | CS | 2 | Standard
8549 | 3856 | 1001329864 | SY53400 | -33.8745 | 151.2077 | 1 | CS | 1 | Standard
8550 | 3889 | 1001329869 | SY53418 | -33.8747 | 151.2079 | 1 | CS | 1 | Standard
8551 | 3895 | 1001329874 | SY53422 | -33.8747 | 151.2079 | 1 | CS | 1 | Standard
8552 | 3899 | 1001329879 | SY53424 | -33.8748 | 151.2081 | 1 | CS | 2 | Standard
8553 | 3909 | 1001329884 | SY53428 | -33.8748 | 151.2081 | 1 | CS | 2 | Standard
8554 | 3906 | 1001223969 | SY53426 | -33.8748 | 151.208 | 1 | CS | 2 | Standard
8555 | 3928 | 1001327483 | SY53440 | -33.8749 | 151.2079 | 1 | CS | 2 | Standard
8556 | 3948 | 1001319649 | SY53451 | -33.875 | 151.2081 | 1 | CS | 1 | Standard
8557 | 3812 | 1001223980 | SY53363 | -33.8744 | 151.206 | 1 | CS | 3 | Standard
8558 | 3819 | 1001327917 | SY53368 | -33.8744 | 151.2061 | 1 | CS | 2 | Standard
8559 | 3815 | 1001223987 | SY53364 | -33.8744 | 151.206 | 1 | CS | 1 | Standard
8560 | 3793 | 1001223935 | SY53352 | -33.8743 | 151.2065 | 1 | CS | 2 | Standard
8561 | 3803 | 1001223940 | SY53357 | -33.8744 | 151.2067 | 1 | CS | 2 | Standard
8562 | 3832 | 1001321652 | SY53381 | -33.8744 | 151.2067 | 1 | CS | 1 | Standard
8563 | 3811 | 1001333236 | SY53362 | -33.8744 | 151.2065 | 1 | CS | 1 | Standard
8564 | 3830 | 1001327922 | SY53379 | -33.8744 | 151.2066 | 1 | CS | 1 | Standard
8565 | 3826 | 1001381055 | SY53375 | -33.8744 | 151.2069 | 1 | CS | 1 | Standard
8566 | 3838 | 1001327300 | SY53385 | -33.8745 | 151.207 | 1 | CS | 1 | Standard
8567 | 3877 | 1001327240 | SY53410 | -33.8746 | 151.2069 | 1 | CS | 1 | Standard
8568 | 3884 | 1001321654 | SY53416 | -33.8747 | 151.2066 | 1 | CS | 2 | Standard
8569 | 7458 | 1001321676 | SY53742 | -33.8748 | 151.2066 | 1 | CS | 1 | Standard
8570 | 3893 | 1001327225 | SY53421 | -33.8747 | 151.2069 | 1 | CS | 1 | Standard
8571 | 3910 | 1001327215 | SY53429 | -33.8748 | 151.2068 | 1 | CS | 1 | Standard
8572 | 3926 | 1001327473 | SY53438 | -33.8749 | 151.2068 | 1 | CS | 1 | Standard
8573 | 3951 | 1001327468 | SY53453 | -33.875 | 151.2065 | 1 | CS | 1 | Standard
8574 | 3952 | 1001327443 | SY53454 | -33.875 | 151.2068 | 1 | CS | 1 | Standard
8575 | 3966 | 1001327454 | SY53462 | -33.8751 | 151.2067 | 1 | CS | 1 | Standard
8576 | 3955 | 1001327449 | SY53456 | -33.8751 | 151.2068 | 1 | CS | 1 | Standard
8577 | 3975 | 1001325690 | SY53468 | -33.8752 | 151.2067 | 1 | CS | 1 | Standard
8578 | 755745 | 1001327397 | SY53801 | -33.8751 | 151.2065 | 1 | CS | 2 | Standard
8579 | 3972 | 1001321660 | SY53465 | -33.8751 | 151.2065 | 1 | CS | 2 | Standard
8580 | 3750 | 1001321293 | SY53323 | -33.8741 | 151.2047 | 1 | CS | 2 | Standard
8581 | 3742 | 1001321289 | SY53320 | -33.8741 | 151.2046 | 1 | CS | 3 | Standard
8582 | 3752 | 1001321298 | SY53325 | -33.8741 | 151.2048 | 1 | CS | 2 | Standard
8583 | 1069210 | 1001333522 | SY53808 | -33.8743 | 151.2048 | 1 | CS | 2 | Standard
8584 | 3780 | 1001321313 | SY53344 | -33.8743 | 151.2048 | 1 | CS | 2 | Standard
8585 | 3734 | 1001321284 | SY53315 | -33.8741 | 151.2044 | 1 | CS | 2 | Standard
8586 | 3775 | 1001321307 | SY53340 | -33.8742 | 151.2044 | 1 | CS | 2 | Standard
8587 | 3768 | 1001321487 | SY53336 | -33.8742 | 151.2043 | 1 | CS | 2 | Standard
8588 | 3801 | 1001321172 | SY53356 | -33.8743 | 151.2056 | 1 | CS | 1 | Standard
8589 | 3770 | 1001319757 | SY53337 | -33.8742 | 151.2053 | 1 | CS | 2 | Standard
8590 | 3761 | 1001332954 | SY53332 | -33.8742 | 151.2054 | 1 | CS | 1 | Standard
8591 | 3760 | 1001321303 | SY53331 | -33.8742 | 151.2055 | 1 | CS | 1 | Standard
8592 | 3776 | 1001223920 | SY53341 | -33.8742 | 151.2055 | 1 | CS | 1 | Standard
8593 | 3796 | 1001321167 | SY53354 | -33.8743 | 151.2054 | 1 | CS | 1 | Standard
8594 | 3804 | 1001321177 | SY53358 | -33.8743 | 151.2053 | 1 | CS | 1 | Standard
8595 | 3765 | 1001223915 | SY53334 | -33.8742 | 151.2052 | 1 | CS | 3 | Standard
8596 | 3753 | 1001333516 | SY53326 | -33.8741 | 151.2052 | 1 | CS | 1 | Standard
8597 | 3787 | 1001321163 | SY53349 | -33.8743 | 151.2052 | 1 | CS | 3 | Standard
8598 | 3784 | 1001333519 | SY53347 | -33.8743 | 151.2051 | 1 | CS | 1 | Standard
8599 | 3855 | 1001321323 | SY53399 | -33.8745 | 151.2054 | 1 | CS | 1 | Standard
8600 | 3880 | 1001327250 | SY53413 | -33.8747 | 151.2054 | 1 | CS | 1 | Standard
8601 | 729981 | 1001321203 | SY53799 | -33.8746 | 151.2052 | 1 | CS | 3 | Standard
8602 | 3805 | 1001223976 | SY53359 | -33.8743 | 151.2058 | 1 | CS | 1 | Standard
8603 | 3798 | 1001327307 | SY53355 | -33.8743 | 151.2059 | 1 | CS | 1 | Standard
8604 | 3914 | 1001321182 | SY53431 | -33.8748 | 151.2053 | 1 | CS | 1 | Standard
8605 | 536768 | 1001319762 | SY53769 | -33.8748 | 151.2054 | 1 | CS | 1 | Standard
8606 | 3916 | 1001327209 | SY53433 | -33.8748 | 151.2054 | 1 | CS | 2 | Standard
8607 | 3939 | 1001333335 | SY53445 | -33.875 | 151.2055 | 1 | CS | 1 | Standard
8608 | 3935 | 1001327488 | SY53442 | -33.875 | 151.2054 | 1 | CS | 1 | Standard
8609 | 3954 | 1001334002 | SY53455 | -33.8751 | 151.2054 | 1 | CS | 3 | Standard
8610 | 3946 | 1001321208 | SY53450 | -33.875 | 151.2055 | 1 | CS | 2 | Standard
8611 | 3974 | 1001321213 | SY53467 | -33.8752 | 151.2055 | 1 | CS | 1 | Standard
8612 | 3945 | 1001321187 | SY53449 | -33.875 | 151.2053 | 1 | CS | 1 | Standard
8613 | 3963 | 1001321193 | SY53460 | -33.8751 | 151.2053 | 1 | CS | 2 | Standard
8614 | 3828 | 1001333482 | SY53377 | -33.8744 | 151.2044 | 1 | CS | 1 | Standard
8615 | 3848 | 1001327498 | SY53392 | -33.8745 | 151.2044 | 1 | CS | 1 | Standard
8616 | 3878 | 1001327504 | SY53411 | -33.8746 | 151.2044 | 1 | CS | 2 | Standard
8617 | 3918 | 1001319300 | SY53434 | -33.8749 | 151.2043 | 1 | CS | 3 | Standard
8618 | 3936 | 1001325698 | SY53443 | -33.875 | 151.2045 | 1 | CS | 3 | Standard
8619 | 3927 | 1001327478 | SY53439 | -33.8749 | 151.2044 | 1 | CS | 1 | Standard
8620 | 3925 | 1001327509 | SY53437 | -33.8749 | 151.2044 | 1 | CS | 1 | Standard
8621 | 3931 | 1001319305 | SY53441 | -33.875 | 151.2043 | 1 | CS | 1 | Standard
8622 | 3965 | 1001327544 | SY53461 | -33.8751 | 151.2045 | 1 | CS | 1 | Standard
8623 | 3986 | 1001325715 | SY53474 | -33.8753 | 151.2043 | 1 | CS | 2 | Standard
8624 | 4007 | 1001319309 | SY53486 | -33.8753 | 151.2045 | 1 | CS | 1 | Standard
8625 | 4010 | 1001325720 | SY53489 | -33.8753 | 151.2043 | 1 | CS | 1 | Standard
8626 | 4008 | 1001319314 | SY53487 | -33.8753 | 151.2044 | 1 | CS | 3 | Standard
8627 | 4038 | 1001327547 | SY53496 | -33.8754 | 151.2045 | 1 | CS | 1 | Standard
8628 | 4063 | 1001327553 | SY53512 | -33.8756 | 151.2045 | 1 | CS | 1 | Standard
8629 | 4127 | 1001327558 | SY53549 | -33.8758 | 151.2046 | 1 | CS | 1 | Standard
8630 | 104873566 | 1001902193 | SY28544 | -33.8759 | 151.2046 | 1 | CS | 2 | Standard
8631 | 4061 | 1001333486 | SY53510 | -33.8756 | 151.2044 | 1 | CS | 1 | Standard
8632 | 4043 | 1001325725 | SY53499 | -33.8755 | 151.2043 | 1 | CS | 1 | Standard
8633 | 4060 | 1001325730 | SY53509 | -33.8756 | 151.2044 | 1 | CS | 1 | Standard
8634 | 4111 | 1001325735 | SY53541 | -33.8758 | 151.2044 | 1 | CS | 1 | Standard
8635 | 7500 | 1001334029 | SY53744 | -33.8758 | 151.2045 | 1 | CS | 1 | Standard
8636 | 4129 | 1001327648 | SY53550 | -33.8759 | 151.204 | 1 | CS | 1 | Standard
8637 | 4150 | 1001327653 | SY53562 | -33.8759 | 151.204 | 1 | CS | 1 | Standard
8638 | 4001 | 1001321218 | SY53483 | -33.8753 | 151.2055 | 1 | CS | 2 | Standard
8639 | 4045 | 1001327751 | SY53500 | -33.8755 | 151.2055 | 1 | CS | 1 | Standard
8640 | 4053 | 1001327756 | SY53503 | -33.8755 | 151.2055 | 1 | CS | 1 | Standard
8641 | 4056 | 1001321198 | SY53506 | -33.8755 | 151.2053 | 1 | CS | 1 | Standard
8642 | 4103 | 1001327766 | SY53535 | -33.8757 | 151.2055 | 1 | CS | 2 | Standard
8643 | 2477646 | 1001609029 | SY27222 | -33.8757 | 151.2055 | 1 | CS | 2 | Standard
8644 | 4084 | 1001327548 | SY53523 | -33.8756 | 151.2055 | 1 | CS | 1 | Standard
8645 | 4085 | 1001327761 | SY53524 | -33.8756 | 151.2055 | 1 | CS | 1 | Standard
8646 | 4096 | 1001333279 | SY53531 | -33.8757 | 151.2055 | 1 | CS | 1 | Standard
8647 | 807272 | 1001327838 | SY53805 | -33.8758 | 151.2056 | 1 | CS | 1 | Standard
8648 | 4106 | 1001327775 | SY53538 | -33.8757 | 151.2054 | 1 | CS | 1 | Standard
8649 | 4120 | 1001327780 | SY53544 | -33.8758 | 151.2054 | 1 | CS | 1 | Standard
8650 | 4136 | 1001334005 | SY53555 | -33.8759 | 151.2055 | 1 | CS | 2 | Standard
8651 | 4141 | 1001334009 | SY53557 | -33.8759 | 151.2054 | 1 | CS | 2 | Standard
8652 | 4157 | 1001327528 | SY53567 | -33.876 | 151.2056 | 1 | CS | 1 | Standard
8653 | 4192 | 1001327591 | SY53588 | -33.8761 | 151.2054 | 1 | CS | 1 | Standard
8654 | 755748 | 1001327833 | SY53804 | -33.8761 | 151.2056 | 1 | CS | 2 | Standard
8655 | 4188 | 1001327508 | SY53585 | -33.8761 | 151.2055 | 1 | CS | 1 | Standard
8656 | 4221 | 1001327794 | SY53606 | -33.8762 | 151.2056 | 1 | CS | 1 | Standard
8657 | 4207 | 1001327601 | SY53597 | -33.8762 | 151.2054 | 1 | CS | 1 | Standard
8658 | 4219 | 1001334022 | SY53604 | -33.8762 | 151.2055 | 1 | CS | 1 | Standard
8659 | 4213 | 1001334017 | SY53600 | -33.8762 | 151.2054 | 1 | CS | 2 | Standard
8660 | 4197 | 1001327596 | SY53593 | -33.8762 | 151.2051 | 1 | CS | 2 | Standard
8661 | 4203 | 1001333645 | SY53595 | -33.8761 | 151.2061 | 1 | CS | 1 | Standard
8662 | 4216 | 1001327790 | SY53602 | -33.8762 | 151.2061 | 1 | CS | 2 | Standard
8663 | 4227 | 1001327803 | SY53608 | -33.8763 | 151.2057 | 1 | CS | 1 | Standard
8664 | 4226 | 1001327798 | SY53607 | -33.8763 | 151.2057 | 1 | CS | 1 | Standard
8665 | 4269 | 1001333661 | SY53636 | -33.8764 | 151.2059 | 1 | CS | 1 | Standard
8666 | 4263 | 1001333657 | SY53633 | -33.8764 | 151.2057 | 1 | CS | 1 | Standard
8667 | 4234 | 1001327813 | SY53613 | -33.8763 | 151.2061 | 1 | CS | 1 | Standard
8668 | 4238 | 1001333180 | SY53617 | -33.8763 | 151.206 | 1 | CS | 1 | Standard
8669 | 4232 | 1001327808 | SY53612 | -33.8763 | 151.2059 | 1 | CS | 1 | Standard
8670 | 4250 | 1001333184 | SY53624 | -33.8764 | 151.2061 | 1 | CS | 1 | Standard
8671 | 4272 | 1001327818 | SY53639 | -33.8765 | 151.206 | 1 | CS | 1 | Standard
8672 | 4236 | 1001325672 | SY53615 | -33.8763 | 151.2052 | 1 | CS | 1 | Standard
8673 | 4241 | 1001325677 | SY53619 | -33.8764 | 151.2054 | 1 | CS | 1 | Standard
8674 | 4220 | 1001334026 | SY53605 | -33.8763 | 151.2056 | 1 | CS | 3 | Standard
8675 | 4252 | 1001333653 | SY53626 | -33.8764 | 151.2056 | 1 | CS | 2 | Standard
8676 | 4251 | 1001333649 | SY53625 | -33.8764 | 151.2055 | 1 | CS | 1 | Standard
8677 | 4160 | 1001327659 | SY53569 | -33.876 | 151.204 | 1 | CS | 2 | Standard
8678 | 21501 | 1001327439 | SY53748 | -33.8761 | 151.204 | 1 | CS | 1 | Standard
8679 | 4144 | 1001325740 | SY53559 | -33.8759 | 151.2044 | 1 | CS | 1 | Standard
8680 | 4155 | 1001327562 | SY53565 | -33.876 | 151.2046 | 1 | CS | 1 | Standard
8681 | 4168 | 1001325744 | SY53574 | -33.876 | 151.2044 | 1 | CS | 1 | Standard
8682 | 4174 | 1001319346 | SY53576 | -33.8761 | 151.2045 | 1 | CS | 1 | Standard
8683 | 4196 | 1001319352 | SY53592 | -33.8762 | 151.2045 | 1 | CS | 1 | Standard
8684 | 4209 | 1001325748 | SY53598 | -33.8762 | 151.2044 | 1 | CS | 1 | Standard
8685 | 4193 | 1001327663 | SY53589 | -33.8762 | 151.2041 | 1 | CS | 1 | Standard
8686 | 4198 | 1001327559 | SY53594 | -33.8762 | 151.2042 | 1 | CS | 2 | Standard
8687 | 4190 | 1001327586 | SY53587 | -33.8761 | 151.205 | 1 | CS | 1 | Standard
8688 | 4186 | 1001327503 | SY53584 | -33.8761 | 151.2047 | 1 | CS | 1 | Standard
8689 | 4175 | 1001327567 | SY53577 | -33.8761 | 151.2046 | 1 | CS | 1 | Standard
8690 | 4176 | 1001327572 | SY53578 | -33.8761 | 151.2046 | 1 | CS | 1 | Standard
8691 | 4177 | 1001327577 | SY53579 | -33.8761 | 151.2047 | 1 | CS | 1 | Standard
8692 | 4184 | 1001327582 | SY53583 | -33.8761 | 151.2048 | 1 | CS | 1 | Standard
8693 | 4229 | 1001325662 | SY53610 | -33.8763 | 151.2048 | 1 | CS | 1 | Standard
8694 | 4218 | 1001325657 | SY53603 | -33.8762 | 151.2046 | 1 | CS | 2 | Standard
8695 | 4260 | 1001327524 | SY53632 | -33.8764 | 151.2046 | 1 | CS | 1 | Standard
8696 | 4235 | 1001325667 | SY53614 | -33.8763 | 151.205 | 1 | CS | 1 | Standard
8697 | 4298 | 1001327529 | SY53654 | -33.8766 | 151.2047 | 1 | CS | 3 | Standard
8698 | 4316 | 1001327534 | SY53669 | -33.8766 | 151.2047 | 1 | CS | 1 | Standard
8699 | 4343 | 1001327538 | SY53690 | -33.8767 | 151.2049 | 1 | CS | 3 | Standard
8700 | 4339 | 1001331959 | SY53688 | -33.8767 | 151.2047 | 1 | CS | 1 | Standard
8701 | 4288 | 1001325752 | SY53648 | -33.8765 | 151.2045 | 1 | CS | 1 | Standard
8702 | 4329 | 1001319357 | SY53680 | -33.8767 | 151.2046 | 1 | CS | 2 | Standard
8703 | 4324 | 1001325756 | SY53676 | -33.8767 | 151.2045 | 1 | CS | 1 | Standard
8704 | 4350 | 1001325682 | SY53697 | -33.8768 | 151.2045 | 1 | CS | 1 | Standard
8705 | 3997 | 1001321665 | SY53481 | -33.8753 | 151.2064 | 1 | CS | 1 | Standard
8706 | 3988 | 1001321696 | SY53476 | -33.8753 | 151.207 | 1 | CS | 1 | Standard
8707 | 3971 | 1001333240 | SY53464 | -33.8752 | 151.2066 | 1 | CS | 1 | Standard
8708 | 3990 | 1001325695 | SY53478 | -33.8753 | 151.2067 | 1 | CS | 2 | Standard
8709 | 4032 | 1001325700 | SY53494 | -33.8754 | 151.2066 | 1 | CS | 2 | Standard
8710 | 4052 | 1001325705 | SY53502 | -33.8755 | 151.2066 | 1 | CS | 2 | Standard
8711 | 4067 | 1001325710 | SY53514 | -33.8756 | 151.2069 | 1 | CS | 2 | Standard
8712 | 4078 | 1001321705 | SY53519 | -33.8756 | 151.2066 | 1 | CS | 1 | Standard
8713 | 4091 | 1001321710 | SY53528 | -33.8757 | 151.2066 | 1 | CS | 1 | Standard
8714 | 4050 | 1001321686 | SY53501 | -33.8755 | 151.2064 | 1 | CS | 1 | Standard
8715 | 4097 | 1001321669 | SY53532 | -33.8757 | 151.2063 | 1 | CS | 1 | Standard
8716 | 4088 | 1001321691 | SY53526 | -33.8757 | 151.2063 | 1 | CS | 2 | Standard
8717 | 4100 | 1001321715 | SY53534 | -33.8757 | 151.2065 | 1 | CS | 1 | Standard
8718 | 4110 | 1001321720 | SY53540 | -33.8758 | 151.2065 | 1 | CS | 1 | Standard
8719 | 3987 | 1001333176 | SY53475 | -33.8753 | 151.2075 | 1 | CS | 1 | Standard
8720 | 7445 | 1001332929 | SY53740 | -33.8753 | 151.2074 | 1 | CS | 1 | Standard
8721 | 7459 | 1001321725 | SY53743 | -33.8753 | 151.2073 | 1 | CS | 1 | Standard
8722 | 3991 | 1001321700 | SY53479 | -33.8753 | 151.2071 | 1 | CS | 2 | Standard
8723 | 3973 | 1001319655 | SY53466 | -33.8752 | 151.208 | 1 | CS | 3 | Standard
8724 | 3982 | 1001223974 | SY53472 | -33.8753 | 151.2079 | 1 | CS | 1 | Standard
8725 | 4009 | 1001327499 | SY53488 | -33.8753 | 151.2079 | 1 | CS | 1 | Standard
8726 | 4030 | 1001327533 | SY53492 | -33.8754 | 151.2079 | 1 | CS | 1 | Standard
8727 | 7446 | 1001327434 | SY53741 | -33.8754 | 151.2078 | 1 | CS | 1 | Standard
8728 | 2735278 | 1001851737 | SY28270 | -33.8753 | 151.208 | 1 | CS | 1 | Standard
8729 | 4031 | 1001334253 | SY53493 | -33.8754 | 151.208 | 1 | CS | 2 | Standard
8730 | 4042 | 1001334256 | SY53498 | -33.8755 | 151.208 | 1 | CS | 1 | Standard
8731 | 4028 | 1001223979 | SY53491 | -33.8755 | 151.2079 | 1 | CS | 1 | Standard
8732 | 4054 | 1001334260 | SY53504 | -33.8755 | 151.208 | 1 | CS | 1 | Standard
8733 | 4062 | 1001334237 | SY53511 | -33.8756 | 151.208 | 1 | CS | 1 | Standard
8734 | 4080 | 1001325723 | SY53521 | -33.8756 | 151.2076 | 1 | CS | 1 | Standard
8735 | 4059 | 1001327539 | SY53508 | -33.8756 | 151.2078 | 1 | CS | 1 | Standard
8736 | 4065 | 1001327543 | SY53513 | -33.8756 | 151.2078 | 1 | CS | 1 | Standard
8737 | 4081 | 1001325728 | SY53522 | -33.8756 | 151.2078 | 1 | CS | 2 | Standard
8738 | 4093 | 1001325733 | SY53529 | -33.8757 | 151.2078 | 1 | CS | 1 | Standard
8739 | 4098 | 1001325738 | SY53533 | -33.8757 | 151.2078 | 1 | CS | 1 | Standard
8740 | 4075 | 1001325714 | SY53517 | -33.8756 | 151.2074 | 1 | CS | 1 | Standard
8741 | 4077 | 1001325719 | SY53518 | -33.8756 | 151.2075 | 1 | CS | 3 | Standard
8742 | 4122 | 1001325742 | SY53546 | -33.8758 | 151.2078 | 1 | Not CS | 0 | Standard
8743 | 4143 | 1001325746 | SY53558 | -33.8759 | 151.2078 | 1 | CS | 1 | Standard
8744 | 4116 | 1001334240 | SY53543 | -33.8758 | 151.208 | 1 | CS | 3 | Standard
8745 | 4149 | 1001332925 | SY53561 | -33.8759 | 151.208 | 1 | CS | 1 | Standard
8746 | 4146 | 1001332920 | SY53560 | -33.8759 | 151.2079 | 1 | CS | 1 | Standard
8747 | 4181 | 1001334245 | SY53581 | -33.8761 | 151.208 | 1 | CS | 1 | Standard
8748 | 4205 | 1001334249 | SY53596 | -33.8762 | 151.208 | 1 | CS | 1 | Standard
8749 | 4151 | 1001223984 | SY53563 | -33.876 | 151.2079 | 1 | CS | 1 | Standard
8750 | 4171 | 1001325749 | SY53575 | -33.876 | 151.2078 | 1 | CS | 2 | Standard
8751 | 4180 | 1001325755 | SY53580 | -33.8761 | 151.2078 | 1 | CS | 1 | Standard
8752 | 7928 | 1001223999 | SY53747 | -33.8763 | 151.2079 | 1 | CS | 1 | Standard
8753 | 4214 | 1001325758 | SY53601 | -33.8762 | 151.2078 | 1 | CS | 1 | Standard
8754 | 4246 | 1001325763 | SY53623 | -33.8764 | 151.2078 | 1 | CS | 1 | Standard
8755 | 4237 | 1001327513 | SY53616 | -33.8763 | 151.208 | 1 | CS | 2 | Standard
8756 | 7926 | 1001223989 | SY53745 | -33.8764 | 151.208 | 1 | CS | 2 | Standard
8757 | 4267 | 1001325770 | SY53635 | -33.8764 | 151.2079 | 1 | CS | 3 | Standard
8758 | 4271 | 1001325774 | SY53638 | -33.8764 | 151.2079 | 1 | CS | 2 | Standard
8759 | 4317 | 1001325791 | SY53670 | -33.8766 | 151.2082 | 1 | CS | 1 | Standard
8760 | 4313 | 1001325786 | SY53666 | -33.8766 | 151.2081 | 1 | CS | 1 | Standard
8761 | 4306 | 1001325782 | SY53662 | -33.8766 | 151.2079 | 1 | CS | 1 | Standard
8762 | 4302 | 1001325778 | SY53658 | -33.8766 | 151.2079 | 1 | CS | 1 | Standard
8763 | 4276 | 1001325766 | SY53641 | -33.8765 | 151.2078 | 1 | CS | 1 | Standard
8764 | 4287 | 1001333423 | SY53647 | -33.8765 | 151.2078 | 1 | CS | 1 | Standard
8765 | 4310 | 1001333427 | SY53664 | -33.8766 | 151.2078 | 1 | CS | 1 | Standard
8766 | 4303 | 1001325649 | SY53659 | -33.8766 | 151.2077 | 1 | CS | 1 | Standard
8767 | 4292 | 1001327366 | SY53651 | -33.8765 | 151.2077 | 1 | CS | 1 | Standard
8768 | 4290 | 1001325644 | SY53649 | -33.8765 | 151.2078 | 1 | CS | 1 | Standard
8769 | 4305 | 1001325638 | SY53661 | -33.8766 | 151.2077 | 1 | CS | 1 | Standard
8770 | 4301 | 1001327376 | SY53657 | -33.8766 | 151.2077 | 1 | CS | 2 | Standard
8771 | 4293 | 1001325633 | SY53652 | -33.8766 | 151.2075 | 1 | CS | 1 | Standard
8772 | 4291 | 1001333192 | SY53650 | -33.8766 | 151.2073 | 1 | CS | 2 | Standard
8773 | 4286 | 1001325628 | SY53646 | -33.8765 | 151.2074 | 1 | CS | 1 | Standard
8774 | 4319 | 1001325660 | SY53671 | -33.8766 | 151.2073 | 1 | CS | 2 | Standard
8775 | 4314 | 1001325655 | SY53667 | -33.8766 | 151.2072 | 1 | CS | 1 | Standard
8776 | 1524370 | 1001327843 | SY56373 | -33.8758 | 151.2062 | 1 | CS | 1 | Standard
8777 | 4152 | 1001327785 | SY53564 | -33.876 | 151.2062 | 1 | CS | 1 | Standard
8778 | 4124 | 1001321730 | SY53548 | -33.8758 | 151.2065 | 1 | CS | 2 | Standard
8779 | 4132 | 1001327552 | SY53552 | -33.8759 | 151.2065 | 1 | CS | 1 | Standard
8780 | 4135 | 1001321734 | SY53554 | -33.8759 | 151.2065 | 1 | CS | 1 | Standard
8781 | 4159 | 1001321738 | SY53568 | -33.876 | 151.2065 | 1 | CS | 2 | Standard
8782 | 4130 | 1001333244 | SY53551 | -33.8759 | 151.2064 | 1 | CS | 2 | Standard
8783 | 4162 | 1001321744 | SY53570 | -33.876 | 151.2064 | 1 | CS | 1 | Standard
8784 | 4182 | 1001321748 | SY53582 | -33.8761 | 151.2064 | 1 | CS | 1 | Standard
8785 | 4195 | 1001321753 | SY53591 | -33.8761 | 151.2064 | 1 | CS | 1 | Standard
8786 | 4270 | 1001325622 | SY53637 | -33.8764 | 151.2067 | 1 | CS | 1 | Standard
8787 | 3035860 | 1001333188 | SY53634 | -33.8765 | 151.2067 | 1 | CS | 2 | Standard
8788 | 4299 | 1001327371 | SY53655 | -33.8766 | 151.2068 | 1 | CS | 1 | Standard
8789 | 4255 | 1001333247 | SY53628 | -33.8764 | 151.2062 | 1 | CS | 1 | Standard
8790 | 4230 | 1001325607 | SY53611 | -33.8763 | 151.2063 | 1 | CS | 1 | Standard
8791 | 4240 | 1001327518 | SY53618 | -33.8763 | 151.2063 | 1 | CS | 2 | Standard
8792 | 4258 | 1001325617 | SY53630 | -33.8764 | 151.2064 | 1 | CS | 1 | Standard
8793 | 4245 | 1001325612 | SY53622 | -33.8764 | 151.2063 | 1 | CS | 1 | Standard
8794 | 4283 | 1001327361 | SY53644 | -33.8765 | 151.2065 | 1 | CS | 2 | Standard
8795 | 1223790 | 1001333098 | SY56315 | -33.8766 | 151.2063 | 1 | CS | 3 | Joint Room
8796 | 4279 | 1001321758 | SY53643 | -33.8765 | 151.2063 | 1 | CS | 1 | Standard
8797 | 4275 | 1001327523 | SY53640 | -33.8765 | 151.2063 | 1 | CS | 1 | Standard
8798 | 2237192 | 1001615219 | SY27235 | -33.8768 | 151.2062 | 1 | CS | 2 | Standard
8799 | 4380 | 1001333251 | SY53715 | -33.877 | 151.2061 | 1 | CS | 2 | Standard
8800 | 4395 | 1001327386 | SY53725 | -33.877 | 151.2061 | 1 | CS | 1 | Standard
8801 | 4425 | 1001329050 | SY54453 | -33.877 | 151.2061 | 1 | CS | 1 | Standard
8802 | 1107857 | 1001319278 | SY56313 | -33.8767 | 151.2076 | 1 | CS | 2 | Standard
8803 | 4386 | 1001325675 | SY53717 | -33.877 | 151.2077 | 1 | CS | 1 | Standard
8804 | 4325 | 1001327357 | SY53677 | -33.8767 | 151.2079 | 1 | CS | 1 | Standard
8805 | 4348 | 1001223993 | SY53695 | -33.8767 | 151.2079 | 1 | CS | 1 | Standard
8806 | 4337 | 1001325665 | SY53687 | -33.8767 | 151.2077 | 1 | CS | 1 | Standard
8807 | 4321 | 1001333431 | SY53673 | -33.8767 | 151.2081 | 1 | CS | 1 | Standard
8808 | 4354 | 1001223998 | SY53699 | -33.8768 | 151.2082 | 1 | CS | 1 | Standard
8809 | 4369 | 1001325670 | SY53711 | -33.8769 | 151.2077 | 1 | CS | 2 | Standard
8810 | 4406 | 1001319012 | SY53734 | -33.877 | 151.2078 | 1 | CS | 1 | Standard
8811 | 4422 | 1001319021 | SY54450 | -33.877 | 151.2078 | 1 | CS | 1 | Standard
8812 | 4486 | 1001319051 | SY54481 | -33.8773 | 151.2077 | 1 | CS | 1 | Standard
8813 | 4465 | 1001319031 | SY54473 | -33.8772 | 151.2078 | 1 | CS | 1 | Standard
8814 | 4508 | 1001319056 | SY54493 | -33.8774 | 151.2077 | 1 | CS | 1 | Standard
8815 | 4455 | 1001325680 | SY54469 | -33.8772 | 151.2076 | 1 | CS | 1 | Standard
8816 | 4474 | 1001325685 | SY54477 | -33.8773 | 151.2076 | 1 | CS | 1 | Standard
8817 | 4493 | 1001333399 | SY54485 | -33.8774 | 151.2076 | 1 | CS | 1 | Standard
8818 | 4563 | 1001319066 | SY54522 | -33.8776 | 151.2077 | 1 | CS | 1 | Standard
8819 | 4536 | 1001319062 | SY54506 | -33.8775 | 151.2077 | 1 | CS | 1 | Standard
8820 | 4581 | 1001319072 | SY54533 | -33.8777 | 151.2076 | 1 | CS | 1 | Standard
8821 | 4583 | 1001319077 | SY54535 | -33.8777 | 151.2076 | 1 | CS | 1 | Standard
8822 | 4602 | 1001319082 | SY54546 | -33.8778 | 151.2076 | 1 | CS | 1 | Standard
8823 | 4675 | 1001333371 | SY54590 | -33.8781 | 151.208 | 1 | CS | 1 | Standard
8824 | 4674 | 1001333367 | SY54589 | -33.878 | 151.2078 | 1 | CS | 1 | Standard
8825 | 4680 | 1001333375 | SY54594 | -33.8781 | 151.2081 | 1 | CS | 4 | Standard
8826 | 4687 | 1001329295 | SY54600 | -33.8781 | 151.2082 | 1 | CS | 1 | Standard
8827 | 4681 | 1001329343 | SY54595 | -33.8781 | 151.2082 | 1 | CS | 1 | Standard
8828 | 4729 | 1001329316 | SY54630 | -33.8783 | 151.208 | 1 | CS | 1 | Standard
8829 | 4719 | 1001332908 | SY54621 | -33.8782 | 151.2081 | 1 | CS | 1 | Standard
8830 | 4742 | 1001327942 | SY54640 | -33.8783 | 151.208 | 1 | CS | 1 | Standard
8831 | 4702 | 1001333326 | SY54611 | -33.8782 | 151.2079 | 1 | CS | 1 | Standard
8832 | 4734 | 1001327937 | SY54634 | -33.8783 | 151.2079 | 1 | CS | 1 | Standard
8833 | 4676 | 1001333403 | SY54591 | -33.8781 | 151.2074 | 1 | CS | 2 | Standard
8834 | 4686 | 1001333031 | SY54599 | -33.8781 | 151.2073 | 1 | CS | 1 | Standard
8835 | 4648 | 1001333363 | SY54570 | -33.878 | 151.2074 | 1 | CS | 1 | Standard
8836 | 4637 | 1001319036 | SY54563 | -33.8779 | 151.2076 | 1 | CS | 1 | Standard
8837 | 4663 | 1001319046 | SY54582 | -33.878 | 151.2076 | 1 | CS | 1 | Standard
8838 | 4657 | 1001319041 | SY54578 | -33.878 | 151.2075 | 1 | CS | 1 | Standard
8839 | 2207131 | 1001535128 | SY26730 | -33.8782 | 151.2076 | 1 | CS | 2 | Standard
8840 | 4693 | 1001332904 | SY54605 | -33.8781 | 151.2075 | 1 | CS | 3 | Standard
8841 | 4685 | 1001333323 | SY54598 | -33.8781 | 151.2075 | 1 | CS | 3 | Standard
8842 | 4720 | 1001325353 | SY54622 | -33.8782 | 151.2075 | 1 | CS | 3 | Standard
8843 | 4726 | 1001325358 | SY54628 | -33.8782 | 151.2077 | 1 | CS | 1 | Standard
8844 | 4711 | 1001325350 | SY54617 | -33.8782 | 151.2073 | 1 | CS | 1 | Standard
8845 | 4750 | 1001325363 | SY54647 | -33.8783 | 151.2073 | 1 | CS | 1 | Standard
8846 | 4586 | 1001333283 | SY54537 | -33.8778 | 151.2061 | 1 | CS | 2 | Standard
8847 | 4613 | 1001333287 | SY54553 | -33.8779 | 151.2068 | 1 | CS | 2 | Standard
8848 | 4658 | 1001333521 | SY54579 | -33.878 | 151.2069 | 1 | CS | 1 | Standard
8849 | 4670 | 1001333524 | SY54587 | -33.878 | 151.2069 | 1 | CS | 1 | Standard
8850 | 4723 | 1001333526 | SY54625 | -33.8782 | 151.2068 | 1 | CS | 1 | Standard
8851 | 4695 | 1001325340 | SY54607 | -33.8781 | 151.2069 | 1 | CS | 1 | Standard
8852 | 4665 | 1001325326 | SY54584 | -33.878 | 151.2062 | 1 | CS | 1 | Standard
8853 | 4669 | 1001325330 | SY54586 | -33.878 | 151.2063 | 1 | CS | 1 | Standard
8854 | 4638 | 1001333515 | SY54564 | -33.8779 | 151.2065 | 1 | CS | 1 | Standard
8855 | 4654 | 1001333027 | SY54575 | -33.878 | 151.2065 | 1 | CS | 3 | Standard
8856 | 4678 | 1001325335 | SY54593 | -33.8781 | 151.2066 | 1 | CS | 1 | Standard
8857 | 4370 | 1001325687 | SY53712 | -33.8769 | 151.2045 | 1 | CS | 1 | Standard
8858 | 4418 | 1001325693 | SY54447 | -33.877 | 151.2045 | 1 | CS | 1 | Standard
8859 | 4385 | 1001331975 | SY53716 | -33.877 | 151.205 | 1 | CS | 1 | Standard
8860 | 4393 | 1001331962 | SY53723 | -33.877 | 151.2047 | 1 | CS | 1 | Standard
8861 | 4431 | 1001331970 | SY54456 | -33.8771 | 151.2047 | 1 | CS | 1 | Standard
8862 | 4443 | 1001331980 | SY54462 | -33.8772 | 151.2048 | 1 | CS | 1 | Standard
8863 | 4461 | 1001333490 | SY54471 | -33.8773 | 151.2046 | 1 | CS | 1 | Standard
8864 | 4452 | 1001331985 | SY54467 | -33.8772 | 151.2047 | 1 | CS | 1 | Standard
8865 | 4466 | 1001321288 | SY54474 | -33.8773 | 151.2047 | 1 | CS | 1 | Standard
8866 | 4475 | 1001321294 | SY54478 | -33.8773 | 151.2048 | 1 | CS | 1 | Standard
8867 | 4454 | 1001331990 | SY54468 | -33.8772 | 151.2049 | 1 | CS | 1 | Standard
8868 | 4515 | 1001321305 | SY54496 | -33.8774 | 151.2048 | 1 | CS | 1 | Standard
8869 | 4541 | 1001321310 | SY54509 | -33.8775 | 151.2048 | 1 | CS | 1 | Standard
8870 | 4449 | 1001331954 | SY54465 | -33.8772 | 151.2046 | 1 | CS | 2 | Standard
8871 | 4479 | 1001329014 | SY54480 | -33.8773 | 151.2046 | 1 | CS | 1 | Standard
8872 | 1232378 | 1001323547 | SY56325 | -33.8774 | 151.2046 | 1 | CS | 1 | Standard
8873 | 4498 | 1001323553 | SY54487 | -33.8774 | 151.2046 | 1 | CS | 1 | Standard
8874 | 4538 | 1001323518 | SY54508 | -33.8775 | 151.2046 | 1 | CS | 1 | Standard
8875 | 4347 | 1001327823 | SY53694 | -33.8767 | 151.2059 | 1 | CS | 1 | Standard
8876 | 4426 | 1001327828 | SY54454 | -33.8771 | 151.2058 | 1 | CS | 1 | Standard
8877 | 4446 | 1001321222 | SY54463 | -33.8772 | 151.2058 | 1 | CS | 1 | Standard
8878 | 4501 | 1001321299 | SY54489 | -33.8774 | 151.206 | 1 | CS | 1 | Standard
8879 | 669864 | 1001321360 | SY55139 | -33.8773 | 151.206 | 1 | CS | 1 | Standard
8880 | 4477 | 1001321226 | SY54479 | -33.8773 | 151.2057 | 1 | CS | 1 | Standard
8881 | 4504 | 1001321232 | SY54490 | -33.8774 | 151.2057 | 1 | CS | 2 | Standard
8882 | 4521 | 1001321238 | SY54498 | -33.8775 | 151.2057 | 1 | CS | 1 | Standard
8883 | 4564 | 1001321335 | SY54523 | -33.8776 | 151.2053 | 1 | CS | 1 | Standard
8884 | 4557 | 1001321330 | SY54517 | -33.8776 | 151.2052 | 1 | CS | 1 | Standard
8885 | 4543 | 1001321315 | SY54510 | -33.8775 | 151.2056 | 1 | CS | 1 | Standard
8886 | 4575 | 1001321340 | SY54529 | -33.8777 | 151.2056 | 1 | CS | 1 | Standard
8887 | 4596 | 1001333506 | SY54543 | -33.8778 | 151.2056 | 1 | CS | 2 | Standard
8888 | 4610 | 1001321350 | SY54551 | -33.8778 | 151.2056 | 1 | CS | 1 | Standard
8889 | 4631 | 1001321355 | SY54560 | -33.8779 | 151.2056 | 1 | CS | 1 | Standard
8890 | 4599 | 1001332705 | SY54545 | -33.8778 | 151.2053 | 1 | CS | 2 | Standard
8891 | 4561 | 1001321258 | SY54520 | -33.8776 | 151.2059 | 1 | CS | 1 | Standard
8892 | 80908800 | 1001823499 | SY28064 | -33.8778 | 151.206 | 1 | CS | 2 | Standard
8893 | 4588 | 1001321345 | SY54539 | -33.8777 | 151.2059 | 1 | CS | 1 | Standard
8894 | 80884269 | 1001823498 | SY28065 | -33.8779 | 151.2059 | 1 | CS | 1 | Standard
8895 | 4615 | 1001333255 | SY54555 | -33.8779 | 151.2058 | 1 | CS | 2 | Standard
8896 | 4604 | 1001333510 | SY54547 | -33.8778 | 151.2058 | 1 | CS | 1 | Standard
8897 | 4617 | 1001333023 | SY54556 | -33.8779 | 151.2058 | 1 | CS | 1 | Standard
8898 | 4643 | 1001325311 | SY54567 | -33.878 | 151.2058 | 1 | CS | 1 | Standard
8899 | 4656 | 1001325321 | SY54577 | -33.878 | 151.2058 | 1 | CS | 1 | Standard
8900 | 4649 | 1001325316 | SY54571 | -33.878 | 151.2059 | 1 | CS | 1 | Standard
8901 | 4699 | 1001325345 | SY54609 | -33.8781 | 151.2058 | 1 | CS | 1 | Standard
8902 | 4718 | 1001329309 | SY54620 | -33.8783 | 151.2057 | 1 | CS | 1 | Standard
8903 | 4755 | 1001325368 | SY54652 | -33.8784 | 151.2057 | 1 | CS | 1 | Standard
8904 | 4651 | 1001321263 | SY54573 | -33.878 | 151.2055 | 1 | CS | 1 | Standard
8905 | 4691 | 1001321267 | SY54603 | -33.8781 | 151.2055 | 1 | CS | 1 | Standard
8906 | 4710 | 1001321273 | SY54616 | -33.8782 | 151.2055 | 1 | CS | 1 | Standard
8907 | 4730 | 1001321277 | SY54631 | -33.8783 | 151.2055 | 1 | CS | 3 | Standard
8908 | 4571 | 1001323523 | SY54528 | -33.8777 | 151.2044 | 1 | CS | 1 | Standard
8909 | 4576 | 1001323526 | SY54530 | -33.8777 | 151.2042 | 1 | CS | 1 | Standard
8910 | 4579 | 1001323537 | SY54532 | -33.8777 | 151.2046 | 1 | CS | 1 | Standard
8911 | 4598 | 1001323542 | SY54544 | -33.8778 | 151.2046 | 1 | CS | 1 | Standard
8912 | 4618 | 1001327210 | SY54557 | -33.8779 | 151.2046 | 1 | CS | 1 | Standard
8913 | 4545 | 1001321320 | SY54511 | -33.8776 | 151.2048 | 1 | CS | 2 | Standard
8914 | 4582 | 1001332698 | SY54534 | -33.8777 | 151.2048 | 1 | CS | 1 | Standard
8915 | 4552 | 1001333498 | SY54515 | -33.8776 | 151.2047 | 1 | CS | 1 | Standard
8916 | 4555 | 1001321325 | SY54516 | -33.8776 | 151.205 | 1 | CS | 2 | Standard
8917 | 4587 | 1001332702 | SY54538 | -33.8778 | 151.2051 | 1 | CS | 1 | Standard
8918 | 4594 | 1001331995 | SY54541 | -33.8778 | 151.2048 | 1 | CS | 1 | Standard
8919 | 4662 | 1001327249 | SY54581 | -33.878 | 151.2047 | 1 | CS | 1 | Standard
8920 | 4655 | 1001332000 | SY54576 | -33.878 | 151.2048 | 1 | CS | 1 | Standard
8921 | 4704 | 1001327254 | SY54612 | -33.8781 | 151.2047 | 1 | CS | 2 | Standard
8922 | 4741 | 1001327258 | SY54639 | -33.8783 | 151.2047 | 1 | CS | 2 | Standard
8923 | 4714 | 1001332005 | SY54618 | -33.8782 | 151.2049 | 1 | CS | 1 | Standard
8924 | 2172768 | 1001332933 | SY54641 | -33.8783 | 151.2048 | 1 | CS | 1 | Standard
8925 | 4762 | 1001327263 | SY54658 | -33.8784 | 151.2047 | 1 | CS | 1 | Standard
8926 | 4016 | 1001327569 | SY52909 | -33.8754 | 151.2028 | 1 | CS | 1 | Standard
8927 | 4033 | 1001327563 | SY52910 | -33.8754 | 151.2034 | 1 | CS | 1 | Standard
8928 | 4003 | 1001327631 | SY52907 | -33.8753 | 151.2038 | 1 | CS | 1 | Standard
8929 | 4015 | 1001319337 | SY52908 | -33.8754 | 151.2038 | 1 | CS | 1 | Standard
8930 | 4023 | 1001327638 | SY53490 | -33.8754 | 151.2038 | 1 | CS | 1 | Standard
8931 | 747160 | 1001327668 | SY53800 | -33.8756 | 151.2039 | 1 | CS | 1 | Standard
8932 | 4058 | 1001327641 | SY53507 | -33.8756 | 151.2039 | 1 | CS | 1 | Standard
8933 | 2258649 | 1001489056 | SY26289 | -33.8757 | 151.2034 | 1 | CS | 3 | Standard
8934 | 4137 | 1001321874 | SY52920 | -33.876 | 151.2035 | 1 | CS | 2 | Standard
8935 | 4167 | 1001327642 | SY52924 | -33.876 | 151.2033 | 1 | CS | 1 | Standard
8936 | 4138 | 1001327651 | SY52921 | -33.8759 | 151.2036 | 1 | CS | 1 | Standard
8937 | 4158 | 1001327646 | SY52923 | -33.876 | 151.2038 | 1 | CS | 1 | Standard
8938 | 4179 | 1001327636 | SY52926 | -33.8761 | 151.2038 | 1 | CS | 1 | Standard
8939 | 4201 | 1001327627 | SY52929 | -33.8762 | 151.2038 | 1 | CS | 1 | Standard
8940 | 145999 | 1001334035 | SY52971 | -33.8762 | 151.2037 | 1 | CS | 2 | Standard
8941 | 4163 | 1001334013 | SY53571 | -33.876 | 151.2039 | 1 | CS | 1 | Standard
8942 | 2207137 | 1001510865 | SY26636 | -33.8759 | 151.204 | 1 | CS | 2 | Standard
8943 | 4166 | 1001319342 | SY53573 | -33.876 | 151.204 | 1 | CS | 1 | Standard
8944 | 4257 | 1001331272 | SY53629 | -33.8764 | 151.2039 | 1 | CS | 2 | Standard
8945 | 4342 | 1001333763 | SY52940 | -33.8767 | 151.2039 | 1 | CS | 1 | Standard
8946 | 4289 | 1001327617 | SY52937 | -33.8765 | 151.2038 | 1 | CS | 1 | Standard
8947 | 4333 | 1001327612 | SY52939 | -33.8767 | 151.2037 | 1 | CS | 1 | Standard
8948 | 4373 | 1001321884 | SY52942 | -33.877 | 151.2032 | 1 | CS | 2 | Standard
8949 | 4487 | 1001329123 | SY54262 | -33.8773 | 151.203 | 1 | CS | 1 | Standard
8950 | 4484 | 1001329118 | SY54260 | -33.8773 | 151.2029 | 1 | CS | 1 | Standard
8951 | 4483 | 1001329143 | SY54259 | -33.8773 | 151.2032 | 1 | CS | 1 | Standard
8952 | 4494 | 1001333775 | SY54263 | -33.8774 | 151.2032 | 1 | CS | 1 | Standard
8953 | 4533 | 1001333787 | SY54270 | -33.8775 | 151.2034 | 1 | CS | 1 | Standard
8954 | 4459 | 1001329158 | SY54252 | -33.8772 | 151.2025 | 1 | CS | 1 | Standard
8955 | 4485 | 1001321729 | SY54261 | -33.8773 | 151.2024 | 1 | CS | 1 | Standard
8956 | 1279614 | 1001333040 | SY56350 | -33.8773 | 151.2024 | 1 | CS | 2 | Standard
8957 | 4480 | 1001329168 | SY54257 | -33.8773 | 151.2027 | 1 | CS | 1 | Standard
8958 | 4476 | 1001329163 | SY54256 | -33.8773 | 151.2025 | 1 | CS | 1 | Standard
8959 | 4376 | 1001327886 | SY52943 | -33.8769 | 151.2035 | 1 | CS | 1 | Standard
8960 | 4389 | 1001327881 | SY52944 | -33.877 | 151.2035 | 1 | CS | 1 | Standard
8961 | 4408 | 1001327876 | SY52945 | -33.877 | 151.2036 | 1 | CS | 1 | Standard
8962 | 4450 | 1001333767 | SY54466 | -33.8772 | 151.2039 | 1 | CS | 1 | Standard
8963 | 4524 | 1001333783 | SY54499 | -33.8775 | 151.2039 | 1 | CS | 1 | Standard
8964 | 4451 | 1001329153 | SY54250 | -33.8772 | 151.2034 | 1 | CS | 1 | Standard
8965 | 4440 | 1001329148 | SY54248 | -33.8771 | 151.2035 | 1 | CS | 1 | Standard
8966 | 4468 | 1001333771 | SY54254 | -33.8773 | 151.2035 | 1 | CS | 2 | Standard
8967 | 4502 | 1001333779 | SY54264 | -33.8774 | 151.2034 | 1 | CS | 1 | Standard
8968 | 4551 | 1001333795 | SY54274 | -33.8776 | 151.2035 | 1 | CS | 2 | Standard
8969 | 4534 | 1001329138 | SY54271 | -33.8775 | 151.2034 | 1 | CS | 1 | Standard
8970 | 4547 | 1001333791 | SY54273 | -33.8776 | 151.2034 | 1 | CS | 1 | Standard
8971 | 4548 | 1001333494 | SY54512 | -33.8776 | 151.2038 | 1 | CS | 1 | Standard
8972 | 4569 | 1001333799 | SY54277 | -33.8777 | 151.2037 | 1 | CS | 1 | Standard
8973 | 4601 | 1001325158 | SY54284 | -33.8778 | 151.2034 | 1 | CS | 1 | Standard
8974 | 4620 | 1001323344 | SY54287 | -33.8779 | 151.2033 | 1 | CS | 1 | Standard
8975 | 4627 | 1001323348 | SY54291 | -33.8779 | 151.2036 | 1 | CS | 2 | Standard
8976 | 4635 | 1001323913 | SY54295 | -33.8779 | 151.2034 | 1 | CS | 1 | Standard
8977 | 4661 | 1001323357 | SY54300 | -33.878 | 151.2034 | 1 | CS | 1 | Standard
8978 | 4578 | 1001323533 | SY54531 | -33.8777 | 151.204 | 1 | CS | 1 | Standard
8979 | 4568 | 1001333502 | SY54527 | -33.8777 | 151.204 | 1 | CS | 2 | Standard
8980 | 4595 | 1001333802 | SY54542 | -33.8778 | 151.2039 | 1 | CS | 1 | Standard
8981 | 4640 | 1001323353 | SY54565 | -33.878 | 151.2039 | 1 | CS | 2 | Standard
8982 | 4673 | 1001323362 | SY54588 | -33.878 | 151.204 | 1 | CS | 2 | Standard
8983 | 4650 | 1001323928 | SY54572 | -33.878 | 151.204 | 1 | CS | 2 | Standard
8984 | 4664 | 1001319312 | SY54583 | -33.878 | 151.2041 | 1 | CS | 2 | Standard
8985 | 4737 | 1001323367 | SY54636 | -33.8783 | 151.204 | 1 | CS | 1 | Standard
8986 | 4747 | 1001323372 | SY54644 | -33.8783 | 151.204 | 1 | CS | 2 | Standard
8987 | 4667 | 1001323441 | SY54301 | -33.878 | 151.2034 | 1 | CS | 1 | Standard
8988 | 4757 | 1001323446 | SY54308 | -33.8784 | 151.2034 | 1 | CS | 1 | Standard
8989 | 4639 | 1001323918 | SY54296 | -33.8779 | 151.2027 | 1 | CS | 2 | Standard
8990 | 4647 | 1001323923 | SY54298 | -33.878 | 151.2024 | 1 | CS | 2 | Standard
8991 | 4660 | 1001323933 | SY54299 | -33.878 | 151.2023 | 1 | CS | 1 | Standard
8992 | 4633 | 1001323908 | SY54293 | -33.8779 | 151.2032 | 1 | CS | 2 | Standard
8993 | 2207143 | 1001615225 | SY27241 | -33.8782 | 151.2032 | 1 | CS | 2 | Standard
8994 | 4464 | 1001323845 | SY54253 | -33.8772 | 151.201 | 1 | CS | 2 | Standard
8995 | 4415 | 1001321889 | SY54243 | -33.877 | 151.202 | 1 | CS | 1 | Standard
8996 | 4506 | 1001329128 | SY54265 | -33.8774 | 151.2022 | 1 | CS | 1 | Standard
8997 | 4509 | 1001329133 | SY54266 | -33.8774 | 151.2022 | 1 | CS | 1 | Standard
8998 | 4522 | 1001321735 | SY54268 | -33.8775 | 151.202 | 1 | CS | 2 | Standard
8999 | 4542 | 1001329055 | SY54272 | -33.8775 | 151.2018 | 1 | CS | 1 | Standard
9000 | 4553 | 1001327971 | SY54275 | -33.8776 | 151.2017 | 1 | CS | 3 | Standard
9001 | 4580 | 1001323887 | SY54281 | -33.8777 | 151.2015 | 1 | CS | 1 | Standard
9002 | 4570 | 1001323876 | SY54278 | -33.8777 | 151.2014 | 1 | CS | 2 | Standard
9003 | 4577 | 1001327976 | SY54280 | -33.8777 | 151.2017 | 1 | CS | 1 | Standard
9004 | 4621 | 1001327988 | SY54288 | -33.8779 | 151.2018 | 1 | CS | 1 | Standard
9005 | 4624 | 1001333549 | SY54289 | -33.8779 | 151.2016 | 1 | CS | 1 | Standard
9006 | 4700 | 1001323938 | SY54304 | -33.8782 | 151.2019 | 1 | CS | 1 | Standard
9007 | 4688 | 1001333553 | SY54303 | -33.8781 | 151.2017 | 1 | CS | 1 | Standard
9008 | 4713 | 1001323948 | SY54306 | -33.8782 | 151.2017 | 1 | CS | 1 | Standard
9009 | 4735 | 1001333557 | SY54307 | -33.8783 | 151.2018 | 1 | CS | 1 | Standard
9010 | 4616 | 1001323897 | SY54285 | -33.8778 | 151.201 | 1 | CS | 1 | Standard
9011 | 4590 | 1001323892 | SY54283 | -33.8778 | 151.2012 | 1 | CS | 1 | Standard
9012 | 4852 | 1001321904 | SY54316 | -33.8788 | 151.2009 | 1 | CS | 1 | Standard
9013 | 4864 | 1001321776 | SY54319 | -33.8788 | 151.2009 | 1 | CS | 1 | Standard
9014 | 4828 | 1001333565 | SY54314 | -33.8787 | 151.2019 | 1 | CS | 1 | Standard
9015 | 4793 | 1001333561 | SY54311 | -33.8786 | 151.2019 | 1 | CS | 2 | Standard
9016 | 4973 | 1001333584 | SY54337 | -33.8792 | 151.2017 | 1 | CS | 1 | Standard
9017 | 4970 | 1001333579 | SY54336 | -33.8792 | 151.2016 | 1 | CS | 1 | Standard
9018 | 4887 | 1001333569 | SY54321 | -33.8789 | 151.202 | 1 | CS | 1 | Standard
9019 | 4941 | 1001327301 | SY54332 | -33.8791 | 151.2024 | 1 | CS | 1 | Standard
9020 | 4931 | 1001327296 | SY54329 | -33.8791 | 151.2022 | 1 | CS | 1 | Standard
9021 | 4999 | 1001333587 | SY54341 | -33.8793 | 151.2021 | 1 | CS | 1 | Standard
9022 | 5015 | 1001333592 | SY54346 | -33.8794 | 151.2022 | 1 | CS | 1 | Standard
9023 | 5024 | 1001327326 | SY54347 | -33.8794 | 151.2025 | 1 | CS | 1 | Standard
9024 | 5107 | 1001333596 | SY54349 | -33.8797 | 151.2023 | 1 | CS | 1 | Standard
9025 | 4955 | 1001333575 | SY54333 | -33.8792 | 151.2014 | 1 | CS | 1 | Standard
9026 | 4925 | 1001327966 | SY54327 | -33.8791 | 151.2011 | 1 | CS | 1 | Standard
9027 | 2834040 | 1001626222 | SY27286 | -33.8786 | 151.2033 | 1 | CS | 2 | Standard
9028 | 4784 | 1001323377 | SY54677 | -33.8785 | 151.204 | 1 | CS | 2 | Standard
9029 | 4857 | 1001329208 | SY54728 | -33.8788 | 151.2044 | 1 | CS | 1 | Standard
9030 | 4805 | 1001323451 | SY54693 | -33.8786 | 151.204 | 1 | CS | 2 | Standard
9031 | 2262946 | 1001615211 | SY27233 | -33.8786 | 151.2041 | 1 | CS | 1 | Standard
9032 | 4826 | 1001319316 | SY54709 | -33.8787 | 151.2041 | 1 | CS | 1 | Standard
9033 | 4820 | 1001323974 | SY54704 | -33.8787 | 151.2041 | 1 | CS | 1 | Standard
9034 | 4849 | 1001323979 | SY54722 | -33.8788 | 151.2042 | 1 | CS | 1 | Standard
9035 | 4824 | 1001323461 | SY54708 | -33.8787 | 151.204 | 1 | CS | 2 | Standard
9036 | 4856 | 1001323338 | SY54727 | -33.8788 | 151.204 | 1 | CS | 2 | Standard
9037 | 4825 | 1001323466 | SY54313 | -33.8787 | 151.2038 | 1 | CS | 1 | Standard
9038 | 4850 | 1001332936 | SY54315 | -33.8788 | 151.2038 | 1 | CS | 1 | Standard
9039 | 4858 | 1001323333 | SY54317 | -33.8788 | 151.2037 | 1 | CS | 1 | Standard
9040 | 4816 | 1001323456 | SY54312 | -33.8787 | 151.2035 | 1 | CS | 1 | Standard
9041 | 4859 | 1001323382 | SY54318 | -33.8788 | 151.2035 | 1 | CS | 1 | Standard
9042 | 4882 | 1001323387 | SY54320 | -33.8789 | 151.2035 | 1 | CS | 1 | Standard
9043 | 4917 | 1001332940 | SY54323 | -33.8791 | 151.2038 | 1 | CS | 1 | Standard
9044 | 4915 | 1001323398 | SY54322 | -33.879 | 151.2035 | 1 | CS | 1 | Standard
9045 | 4903 | 1001323393 | SY54749 | -33.879 | 151.2041 | 1 | CS | 1 | Standard
9046 | 5025 | 1001327331 | SY54823 | -33.8794 | 151.2042 | 1 | CS | 1 | Standard
9047 | 5016 | 1001323430 | SY54815 | -33.8794 | 151.204 | 1 | CS | 1 | Standard
9048 | 5018 | 1001323436 | SY54817 | -33.8794 | 151.2041 | 1 | CS | 1 | Standard
9049 | 5029 | 1001327336 | SY54827 | -33.8794 | 151.2043 | 1 | CS | 1 | Standard
9050 | 5003 | 1001323415 | SY54343 | -33.8793 | 151.2037 | 1 | CS | 1 | Standard
9051 | 5001 | 1001323410 | SY54342 | -33.8793 | 151.2036 | 1 | CS | 1 | Standard
9052 | 4992 | 1001323405 | SY54340 | -33.8793 | 151.2036 | 1 | CS | 1 | Standard
9053 | 5008 | 1001323420 | SY54344 | -33.8793 | 151.2037 | 1 | CS | 1 | Standard
9054 | 5011 | 1001323425 | SY54812 | -33.8793 | 151.2039 | 1 | CS | 1 | Standard
9055 | 5009 | 1001332949 | SY54345 | -33.8793 | 151.2038 | 1 | CS | 1 | Standard
9056 | 5060 | 1001327945 | SY54348 | -33.8795 | 151.2035 | 1 | CS | 1 | Standard
9057 | 4924 | 1001327286 | SY54326 | -33.8791 | 151.2033 | 1 | CS | 1 | Standard
9058 | 4961 | 1001327311 | SY54335 | -33.8792 | 151.2033 | 1 | CS | 1 | Standard
9059 | 4960 | 1001327306 | SY54334 | -33.8792 | 151.203 | 1 | CS | 1 | Standard
9060 | 4976 | 1001327321 | SY54338 | -33.8792 | 151.2033 | 1 | CS | 1 | Standard
9061 | 5174 | 1001327950 | SY54355 | -33.88 | 151.2027 | 1 | CS | 1 | Standard
9062 | 5168 | 1001333600 | SY54354 | -33.88 | 151.2024 | 1 | CS | 1 | Standard
9063 | 5254 | 1001333110 | SY54360 | -33.8804 | 151.2035 | 1 | CS | 1 | Standard
9064 | 5258 | 1001333604 | SY54361 | -33.8804 | 151.2026 | 1 | CS | 2 | Standard
9065 | 5195 | 1001321970 | SY54945 | -33.8801 | 151.2042 | 1 | CS | 4 | Standard
9066 | 5203 | 1001323447 | SY54950 | -33.8801 | 151.2043 | 1 | CS | 1 | Standard
9067 | 5178 | 1001323442 | SY54933 | -33.88 | 151.2043 | 1 | CS | 1 | Standard
9068 | 5173 | 1001323437 | SY54930 | -33.88 | 151.2044 | 1 | CS | 1 | Standard
9069 | 5253 | 1001321980 | SY54986 | -33.8804 | 151.2046 | 1 | CS | 1 | Standard
9070 | 5247 | 1001321975 | SY54982 | -33.8804 | 151.2044 | 1 | CS | 1 | Standard
9071 | 5237 | 1001323457 | SY54973 | -33.8803 | 151.2042 | 1 | CS | 1 | Standard
9072 | 1202320 | 1001333578 | SY56323 | -33.8802 | 151.2039 | 1 | CS | 3 | Joint Room
9073 | 5227 | 1001333566 | SY54966 | -33.8803 | 151.2039 | 1 | CS | 1 | Standard
9074 | 5231 | 1001333101 | SY54358 | -33.8803 | 151.2038 | 1 | CS | 1 | Standard
9075 | 5263 | 1001323462 | SY54993 | -33.8805 | 151.2039 | 1 | CS | 1 | Standard
9076 | 5273 | 1001323472 | SY54364 | -33.8805 | 151.2036 | 1 | CS | 1 | Standard
9077 | 5279 | 1001323476 | SY54365 | -33.8806 | 151.2036 | 1 | CS | 1 | Standard
9078 | 5298 | 1001323039 | SY55009 | -33.8807 | 151.204 | 1 | CS | 1 | Standard
9079 | 5332 | 1001323051 | SY55026 | -33.8807 | 151.204 | 1 | CS | 2 | Standard
9080 | 5272 | 1001323467 | SY55000 | -33.8805 | 151.2041 | 1 | CS | 1 | Standard
9081 | 5378 | 1001325764 | SY55050 | -33.8812 | 151.2046 | 1 | CS | 2 | Standard
9082 | 5403 | 1001325768 | SY55064 | -33.8813 | 151.2046 | 1 | CS | 1 | Standard
9083 | 5337 | 1001321995 | SY54385 | -33.8809 | 151.2037 | 1 | CS | 2 | Standard
9084 | 5357 | 1001333124 | SY54390 | -33.881 | 151.2038 | 1 | CS | 1 | Standard
9085 | 5356 | 1001323061 | SY55038 | -33.881 | 151.2039 | 1 | CS | 1 | Standard
9086 | 5361 | 1001323066 | SY55042 | -33.8811 | 151.2039 | 1 | CS | 2 | Standard
9087 | 5373 | 1001323209 | SY55046 | -33.8812 | 151.2039 | 1 | CS | 1 | Standard
9088 | 5409 | 1001323000 | SY54401 | -33.8813 | 151.2038 | 1 | CS | 1 | Standard
9089 | 5288 | 1001333121 | SY54368 | -33.8806 | 151.2029 | 1 | CS | 2 | Standard
9090 | 2185646 | 1001325195 | SY54372 | -33.8807 | 151.2029 | 1 | CS | 1 | Standard
9091 | 5299 | 1001321740 | SY54374 | -33.8807 | 151.2029 | 1 | CS | 2 | Standard
9092 | 5320 | 1001323491 | SY54378 | -33.8808 | 151.2029 | 1 | CS | 1 | Standard
9093 | 5326 | 1001323046 | SY54380 | -33.8809 | 151.203 | 1 | Not CS | 0 | Standard
9094 | 2185648 | 1001325200 | SY54375 | -33.8807 | 151.2027 | 1 | CS | 1 | Standard
9095 | 2185650 | 1001325205 | SY54379 | -33.8808 | 151.2025 | 1 | CS | 1 | Standard
9096 | 5271 | 1001333113 | SY54363 | -33.8805 | 151.2032 | 1 | CS | 1 | Standard
9097 | 5283 | 1001333115 | SY54366 | -33.8806 | 151.203 | 1 | CS | 1 | Standard
9098 | 5289 | 1001323480 | SY54369 | -33.8807 | 151.2034 | 1 | CS | 1 | Standard
9099 | 5309 | 1001323487 | SY54376 | -33.8807 | 151.2031 | 1 | CS | 1 | Standard
9100 | 5344 | 1001323056 | SY54387 | -33.8809 | 151.203 | 1 | CS | 1 | Standard
9101 | 5368 | 1001323071 | SY54392 | -33.8812 | 151.2032 | 1 | CS | 1 | Standard
9102 | 5395 | 1001323076 | SY54399 | -33.8813 | 151.2032 | 1 | CS | 3 | Standard
9103 | 5400 | 1001323081 | SY54400 | -33.8813 | 151.2032 | 1 | CS | 2 | Standard
9104 | 5372 | 1001327217 | SY54395 | -33.8811 | 151.2029 | 1 | CS | 1 | Standard
9105 | 5125 | 1001321909 | SY54352 | -33.8798 | 151.2014 | 1 | CS | 1 | Standard
9106 | 5142 | 1001321781 | SY54353 | -33.8798 | 151.2014 | 1 | CS | 2 | Standard
9107 | 5267 | 1001327956 | SY54362 | -33.8805 | 151.2018 | 1 | CS | 2 | Standard
9108 | 5311 | 1001321914 | SY54377 | -33.8808 | 151.2018 | 1 | CS | 1 | Standard
9109 | 5328 | 1001321796 | SY54382 | -33.8809 | 151.2019 | 1 | CS | 2 | Standard
9110 | 5348 | 1001321923 | SY54389 | -33.881 | 151.2021 | 1 | CS | 2 | Standard
9111 | 5346 | 1001321745 | SY54388 | -33.881 | 151.2022 | 1 | CS | 2 | Standard
9112 | 2185651 | 1001325220 | SY54391 | -33.8811 | 151.2018 | 1 | CS | 1 | Standard
9113 | 5369 | 1001321928 | SY54393 | -33.8811 | 151.2019 | 1 | CS | 2 | Standard
9114 | 5392 | 1001321933 | SY54398 | -33.8813 | 151.2016 | 1 | CS | 2 | Standard
9115 | 5379 | 1001325236 | SY54397 | -33.8812 | 151.2015 | 1 | CS | 1 | Standard
9116 | 5327 | 1001325210 | SY54381 | -33.8809 | 151.2005 | 1 | CS | 2 | Standard
9117 | 5333 | 1001321918 | SY54384 | -33.8809 | 151.2005 | 1 | CS | 2 | Standard
9118 | 5414 | 1001321938 | SY54404 | -33.8814 | 151.2008 | 1 | CS | 1 | Standard
9119 | 4781 | 1001327212 | SY54674 | -33.8785 | 151.2049 | 1 | CS | 1 | Standard
9120 | 4797 | 1001327267 | SY54686 | -33.8786 | 151.2047 | 1 | CS | 1 | Standard
9121 | 4821 | 1001327219 | SY54705 | -33.8787 | 151.2049 | 1 | CS | 1 | Standard
9122 | 4842 | 1001327223 | SY54718 | -33.8787 | 151.2049 | 1 | CS | 1 | Standard
9123 | 2181353 | 1001323984 | SY54723 | -33.8788 | 151.2049 | 1 | CS | 1 | Standard
9124 | 4848 | 1001327276 | SY54721 | -33.8788 | 151.2048 | 1 | CS | 1 | Standard
9125 | 4822 | 1001327272 | SY54706 | -33.8787 | 151.2047 | 1 | CS | 1 | Standard
9126 | 2228595 | 1001615212 | SY27234 | -33.8787 | 151.2046 | 1 | CS | 2 | Standard
9127 | 4770 | 1001321282 | SY54666 | -33.8784 | 151.2055 | 1 | CS | 1 | Standard
9128 | 4768 | 1001333259 | SY54664 | -33.8785 | 151.2057 | 1 | CS | 2 | Standard
9129 | 4780 | 1001325373 | SY54673 | -33.8785 | 151.2057 | 1 | CS | 1 | Standard
9130 | 4832 | 1001329368 | SY54712 | -33.8787 | 151.2057 | 1 | CS | 1 | Standard
9131 | 4818 | 1001321252 | SY54702 | -33.8787 | 151.2054 | 1 | CS | 1 | Standard
9132 | 4869 | 1001321243 | SY54733 | -33.8788 | 151.2054 | 1 | CS | 2 | Standard
9133 | 4889 | 1001321248 | SY54744 | -33.8789 | 151.2054 | 1 | CS | 1 | Standard
9134 | 4885 | 1001325477 | SY54741 | -33.8789 | 151.2057 | 1 | CS | 1 | Standard
9135 | 4881 | 1001329218 | SY54739 | -33.8789 | 151.2057 | 1 | CS | 1 | Standard
9136 | 2387465 | 1001615223 | SY27239 | -33.8789 | 151.2057 | 1 | CS | 1 | Standard
9137 | 51532 | 1001319732 | SY55125 | -33.879 | 151.2056 | 1 | CS | 1 | Standard
9138 | 51533 | 1001319736 | SY55126 | -33.879 | 151.2057 | 1 | CS | 2 | Standard
9139 | 4946 | 1001329230 | SY54770 | -33.8791 | 151.2057 | 1 | CS | 1 | Standard
9140 | 4929 | 1001333263 | SY54762 | -33.8791 | 151.2056 | 1 | CS | 2 | Standard
9141 | 4910 | 1001325517 | SY54753 | -33.879 | 151.2054 | 1 | CS | 2 | Standard
9142 | 4951 | 1001325522 | SY54774 | -33.8791 | 151.2054 | 1 | CS | 1 | Standard
9143 | 4942 | 1001325502 | SY54766 | -33.8791 | 151.2061 | 1 | CS | 2 | Standard
9144 | 4937 | 1001325497 | SY54764 | -33.8791 | 151.2061 | 1 | CS | 2 | Standard
9145 | 4926 | 1001325487 | SY54760 | -33.8791 | 151.2059 | 1 | CS | 1 | Standard
9146 | 4932 | 1001325491 | SY54763 | -33.8791 | 151.206 | 1 | CS | 1 | Standard
9147 | 4920 | 1001325482 | SY54758 | -33.8791 | 151.2058 | 1 | CS | 1 | Standard
9148 | 4975 | 1001325447 | SY54788 | -33.8792 | 151.2059 | 1 | CS | 1 | Standard
9149 | 4979 | 1001325452 | SY54790 | -33.8793 | 151.2059 | 1 | CS | 2 | Standard
9150 | 4995 | 1001329183 | SY54803 | -33.8793 | 151.206 | 1 | CS | 1 | Standard
9151 | 4967 | 1001333271 | SY54783 | -33.8792 | 151.2061 | 1 | CS | 2 | Standard
9152 | 4945 | 1001325507 | SY54769 | -33.8791 | 151.2062 | 1 | CS | 1 | Standard
9153 | 4948 | 1001319711 | SY54772 | -33.8791 | 151.2063 | 1 | CS | 2 | Standard
9154 | 4990 | 1001333275 | SY54799 | -33.8793 | 151.2062 | 1 | CS | 2 | Standard
9155 | 4983 | 1001329203 | SY54792 | -33.8792 | 151.2062 | 1 | CS | 1 | Standard
9156 | 4997 | 1001325512 | SY54804 | -33.8793 | 151.2062 | 1 | CS | 2 | Standard
9157 | 5056 | 1001329280 | SY54850 | -33.8795 | 151.206 | 1 | CS | 2 | Standard
9158 | 4987 | 1001325527 | SY54796 | -33.8793 | 151.2053 | 1 | CS | 2 | Standard
9159 | 4993 | 1001325532 | SY54801 | -33.8793 | 151.2053 | 1 | CS | 1 | Standard
9160 | 5021 | 1001325538 | SY54820 | -33.8794 | 151.2053 | 1 | CS | 2 | Standard
9161 | 4947 | 1001333267 | SY54771 | -33.8791 | 151.2057 | 1 | CS | 1 | Standard
9162 | 4959 | 1001319642 | SY54779 | -33.8792 | 151.2056 | 1 | CS | 1 | Standard
9163 | 2477638 | 1001615224 | SY27240 | -33.8792 | 151.2056 | 1 | CS | 1 | Standard
9164 | 5020 | 1001319658 | SY54819 | -33.8794 | 151.2056 | 1 | CS | 1 | Standard
9165 | 5080 | 1001319681 | SY54867 | -33.8796 | 151.2055 | 1 | CS | 2 | Standard
9166 | 5057 | 1001325544 | SY54851 | -33.8795 | 151.2052 | 1 | CS | 1 | Standard
9167 | 5081 | 1001325020 | SY54868 | -33.8796 | 151.2054 | 1 | CS | 2 | Standard
9168 | 4853 | 1001323989 | SY54724 | -33.8788 | 151.2048 | 1 | CS | 1 | Standard
9169 | 4868 | 1001327228 | SY54732 | -33.8788 | 151.2049 | 1 | CS | 1 | Standard
9170 | 4890 | 1001327281 | SY54745 | -33.8789 | 151.2048 | 1 | CS | 2 | Standard
9171 | 4918 | 1001327232 | SY54757 | -33.8791 | 151.205 | 1 | CS | 2 | Standard
9172 | 4928 | 1001327291 | SY54761 | -33.8791 | 151.2048 | 1 | CS | 2 | Standard
9173 | 5046 | 1001325015 | SY54842 | -33.8795 | 151.205 | 1 | CS | 1 | Standard
9174 | 4965 | 1001327316 | SY54781 | -33.8792 | 151.2048 | 1 | CS | 2 | Standard
9175 | 4963 | 1001327238 | SY54780 | -33.8792 | 151.205 | 1 | CS | 1 | Standard
9176 | 5002 | 1001327243 | SY54807 | -33.8793 | 151.205 | 1 | CS | 1 | Standard
9177 | 2181352 | 1001325010 | SY54808 | -33.8793 | 151.205 | 1 | CS | 4 | Standard
9178 | 5053 | 1001327351 | SY54847 | -33.8795 | 151.2051 | 1 | CS | 1 | Standard
9179 | 5033 | 1001321965 | SY54831 | -33.8794 | 151.2048 | 1 | CS | 1 | Standard
9180 | 5054 | 1001332953 | SY54848 | -33.8795 | 151.2049 | 1 | CS | 1 | Standard
9181 | 5089 | 1001329260 | SY54874 | -33.8796 | 151.2047 | 1 | CS | 2 | Standard
9182 | 5040 | 1001327346 | SY54837 | -33.8794 | 151.2047 | 1 | CS | 1 | Standard
9183 | 5090 | 1001323417 | SY54875 | -33.8796 | 151.2047 | 1 | CS | 1 | Standard
9184 | 4790 | 1001319632 | SY54681 | -33.8785 | 151.2072 | 1 | CS | 1 | Standard
9185 | 4782 | 1001333532 | SY54675 | -33.8785 | 151.2064 | 1 | CS | 1 | Standard
9186 | 4823 | 1001321158 | SY54707 | -33.8787 | 151.2066 | 1 | CS | 2 | Standard
9187 | 4749 | 1001327947 | SY54646 | -33.8783 | 151.2081 | 1 | CS | 1 | Standard
9188 | 4769 | 1001329390 | SY54665 | -33.8784 | 151.2074 | 1 | CS | 1 | Standard
9189 | 4764 | 1001333407 | SY54660 | -33.8784 | 151.2073 | 1 | CS | 2 | Standard
9190 | 4771 | 1001333350 | SY54667 | -33.8784 | 151.2074 | 1 | CS | 1 | Standard
9191 | 4795 | 1001325292 | SY54684 | -33.8785 | 151.2074 | 1 | CS | 1 | Standard
9192 | 4855 | 1001325297 | SY54726 | -33.8788 | 151.2073 | 1 | CS | 2 | Standard
9193 | 4883 | 1001325301 | SY54740 | -33.8789 | 151.2073 | 1 | CS | 3 | Standard
9194 | 1361199 | 1001325306 | SY56353 | -33.879 | 151.2073 | 1 | CS | 2 | Standard
9195 | 5068 | 1001329285 | SY54859 | -33.8795 | 151.2082 | 1 | CS | 1 | Standard
9196 | 2799688 | 1001329275 | SY54843 | -33.8795 | 151.2079 | 1 | CS | 2 | Standard
9197 | 4950 | 1001323083 | SY54773 | -33.8792 | 151.2072 | 1 | CS | 1 | Standard
9198 | 5032 | 1001329198 | SY54830 | -33.8794 | 151.2076 | 1 | CS | 1 | Standard
9199 | 5039 | 1001329264 | SY54836 | -33.8794 | 151.2078 | 1 | CS | 4 | Standard
9200 | 2657986 | 1001593488 | SY27177 | -33.8795 | 151.2076 | 1 | CS | 3 | Standard
9201 | 5063 | 1001333760 | SY54855 | -33.8795 | 151.2074 | 1 | CS | 1 | Standard
9202 | 5017 | 1001323093 | SY54816 | -33.8794 | 151.2073 | 1 | CS | 1 | Standard
9203 | 5026 | 1001329193 | SY54824 | -33.8794 | 151.2075 | 1 | CS | 1 | Standard
9204 | 2413229 | 1001593487 | SY27176 | -33.8795 | 151.2074 | 1 | CS | 2 | Standard
9205 | 5058 | 1001333757 | SY54852 | -33.8795 | 151.2073 | 1 | CS | 2 | Standard
9206 | 5064 | 1001323098 | SY54856 | -33.8795 | 151.2072 | 1 | CS | 1 | Standard
9207 | 4833 | 1001333535 | SY54713 | -33.8787 | 151.2067 | 1 | CS | 2 | Standard
9208 | 4875 | 1001333411 | SY54736 | -33.8789 | 151.2072 | 1 | CS | 2 | Standard
9209 | 4866 | 1001319637 | SY54731 | -33.8788 | 151.2071 | 1 | CS | 1 | Standard
9210 | 4901 | 1001333215 | SY54748 | -33.879 | 151.2071 | 1 | CS | 3 | Standard
9211 | 4913 | 1001333219 | SY54754 | -33.879 | 151.2071 | 1 | CS | 1 | Standard
9212 | 5000 | 1001319653 | SY54806 | -33.8793 | 151.207 | 1 | CS | 1 | Standard
9213 | 4978 | 1001319741 | SY54789 | -33.8792 | 151.2067 | 1 | CS | 1 | Standard
9214 | 4989 | 1001319647 | SY54798 | -33.8793 | 151.2069 | 1 | CS | 1 | Standard
9215 | 5049 | 1001333753 | SY54844 | -33.8794 | 151.2071 | 1 | CS | 1 | Standard
9216 | 5014 | 1001333742 | SY54814 | -33.8793 | 151.2071 | 1 | CS | 2 | Standard
9217 | 5045 | 1001333749 | SY54841 | -33.8794 | 151.2071 | 1 | CS | 1 | Standard
9218 | 5038 | 1001333745 | SY54835 | -33.8794 | 151.207 | 1 | CS | 3 | Standard
9219 | 5010 | 1001323088 | SY54811 | -33.8793 | 151.2072 | 1 | CS | 1 | Standard
9220 | 5034 | 1001333546 | SY54832 | -33.8794 | 151.2069 | 1 | CS | 1 | Standard
9221 | 5043 | 1001319666 | SY54839 | -33.8795 | 151.2069 | 1 | CS | 3 | Standard
9222 | 4953 | 1001319716 | SY54776 | -33.8792 | 151.2064 | 1 | CS | 1 | Standard
9223 | 4956 | 1001319721 | SY54777 | -33.8792 | 151.2064 | 1 | CS | 1 | Standard
9224 | 5023 | 1001333542 | SY54822 | -33.8793 | 151.2066 | 1 | CS | 1 | Standard
9225 | 4969 | 1001319726 | SY54784 | -33.8792 | 151.2066 | 1 | CS | 1 | Standard
9226 | 4985 | 1001333739 | SY54794 | -33.8793 | 151.2067 | 1 | CS | 2 | Standard
9227 | 4991 | 1001333435 | SY54800 | -33.8793 | 151.2067 | 1 | CS | 1 | Standard
9228 | 2147013 | 1001593486 | SY27175 | -33.8793 | 151.2066 | 1 | CS | 1 | Standard
9229 | 4994 | 1001333538 | SY54802 | -33.8793 | 151.2065 | 1 | CS | 1 | Standard
9230 | 5022 | 1001319663 | SY54821 | -33.8794 | 151.2065 | 1 | CS | 1 | Standard
9231 | 2207138 | 1001510817 | SY26635 | -33.8797 | 151.2071 | 1 | CS | 2 | Standard
9232 | 5110 | 1001323113 | SY54888 | -33.8797 | 151.2072 | 1 | CS | 2 | Standard
9233 | 5120 | 1001323118 | SY54895 | -33.8797 | 151.2072 | 1 | CS | 1 | Standard
9234 | 5130 | 1001319701 | SY54902 | -33.8798 | 151.2072 | 1 | CS | 1 | Standard
9235 | 5141 | 1001319706 | SY54909 | -33.8798 | 151.2072 | 1 | CS | 1 | Standard
9236 | 81291019 | 1001821076 | SY28015 | -33.8799 | 151.207 | 1 | CS | 2 | Standard
9237 | 5114 | 1001319691 | SY54891 | -33.8797 | 151.2069 | 1 | CS | 1 | Standard
9238 | 5127 | 1001319696 | SY54899 | -33.8798 | 151.2069 | 1 | CS | 1 | Standard
9239 | 5119 | 1001333586 | SY54894 | -33.8797 | 151.2069 | 1 | CS | 2 | Standard
9240 | 5171 | 1001333590 | SY54928 | -33.88 | 151.2069 | 1 | CS | 1 | Standard
9241 | 5159 | 1001329240 | SY54919 | -33.88 | 151.2068 | 1 | CS | 1 | Standard
9242 | 5191 | 1001325045 | SY54943 | -33.8801 | 151.2068 | 1 | CS | 1 | Standard
9243 | 5170 | 1001332105 | SY54927 | -33.88 | 151.2071 | 1 | CS | 1 | Standard
9244 | 5182 | 1001329245 | SY54935 | -33.8801 | 151.2071 | 1 | CS | 2 | Standard
9245 | 5202 | 1001329250 | SY54949 | -33.8801 | 151.2071 | 1 | CS | 1 | Standard
9246 | 5228 | 1001334311 | SY54967 | -33.8802 | 151.2073 | 1 | CS | 1 | Standard
9247 | 5199 | 1001325050 | SY54946 | -33.8801 | 151.2069 | 1 | CS | 1 | Standard
9248 | 5175 | 1001325578 | SY54931 | -33.88 | 151.2064 | 1 | CS | 2 | Standard
9249 | 5190 | 1001325583 | SY54942 | -33.8801 | 151.2067 | 1 | CS | 1 | Standard
9250 | 78741008 | 1001820947 | SY28014 | -33.8803 | 151.2068 | 1 | CS | 2 | Standard
9251 | 5235 | 1001325593 | SY54971 | -33.8803 | 151.2067 | 1 | CS | 1 | Standard
9252 | 5083 | 1001333764 | SY54870 | -33.8795 | 151.2078 | 1 | CS | 2 | Standard
9253 | 81261673 | 1001820945 | SY28012 | -33.8796 | 151.2076 | 1 | CS | 1 | Standard
9254 | 5092 | 1001323108 | SY54876 | -33.8796 | 151.2079 | 1 | CS | 1 | Standard
9255 | 5108 | 1001333780 | SY54887 | -33.8797 | 151.2084 | 1 | CS | 1 | Standard
9256 | 5117 | 1001333582 | SY54893 | -33.8797 | 151.2083 | 1 | CS | 1 | Standard
9257 | 5186 | 1001332142 | SY54938 | -33.8801 | 151.2083 | 1 | CS | 1 | Standard
9258 | 5216 | 1001332150 | SY54959 | -33.8802 | 151.2082 | 1 | CS | 2 | Standard
9259 | 5219 | 1001332155 | SY54962 | -33.8802 | 151.2082 | 1 | CS | 1 | Standard
9260 | 2147011 | 1001332119 | SY54952 | -33.8802 | 151.2081 | 1 | CS | 1 | Standard
9261 | 2147006 | 1001593490 | SY27178 | -33.8801 | 151.2075 | 1 | CS | 2 | Standard
9262 | 5238 | 1001325055 | SY54974 | -33.8803 | 151.2076 | 1 | CS | 1 | Standard
9263 | 5230 | 1001334314 | SY54968 | -33.8803 | 151.2075 | 1 | CS | 2 | Standard
9264 | 5244 | 1001334320 | SY54980 | -33.8803 | 151.2078 | 1 | CS | 1 | Standard
9265 | 5260 | 1001334296 | SY54991 | -33.8804 | 151.2084 | 1 | CS | 1 | Standard
9266 | 5259 | 1001332159 | SY54990 | -33.8804 | 151.2082 | 1 | CS | 1 | Standard
9267 | 5270 | 1001325598 | SY54999 | -33.8805 | 151.2066 | 1 | CS | 1 | Standard
9268 | 5278 | 1001325603 | SY55004 | -33.8806 | 151.2066 | 1 | CS | 1 | Standard
9269 | 5316 | 1001325613 | SY55017 | -33.8808 | 151.2065 | 1 | CS | 2 | Standard
9270 | 5294 | 1001334299 | SY55008 | -33.8807 | 151.2069 | 1 | CS | 2 | Standard
9271 | 5353 | 1001333594 | SY55035 | -33.881 | 151.2064 | 1 | CS | 2 | Standard
9272 | 5352 | 1001325632 | SY55034 | -33.881 | 151.2064 | 1 | CS | 2 | Standard
9273 | 1412727 | 1001321426 | SY56354 | -33.8812 | 151.2066 | 1 | CS | 2 | Standard
9274 | 5365 | 1001321415 | SY55043 | -33.8811 | 151.2063 | 1 | CS | 1 | Standard
9275 | 1412730 | 1001333055 | SY56357 | -33.8811 | 151.2063 | 1 | CS | 2 | Standard
9276 | 5093 | 1001323422 | SY54877 | -33.8796 | 151.2049 | 1 | CS | 1 | Standard
9277 | 5106 | 1001325548 | SY54886 | -33.8797 | 151.2051 | 1 | CS | 2 | Standard
9278 | 5099 | 1001323427 | SY54881 | -33.8797 | 151.2051 | 1 | CS | 2 | Standard
9279 | 5129 | 1001325457 | SY54901 | -33.8798 | 151.2051 | 1 | CS | 1 | Standard
9280 | 5149 | 1001333558 | SY54913 | -33.8799 | 151.2053 | 1 | CS | 2 | Standard
9281 | 5183 | 1001325461 | SY54936 | -33.88 | 151.205 | 1 | CS | 1 | Standard
9282 | 5166 | 1001325163 | SY54924 | -33.88 | 151.2053 | 1 | CS | 1 | Standard
9283 | 5188 | 1001325170 | SY54940 | -33.8801 | 151.2053 | 1 | CS | 1 | Standard
9284 | 5209 | 1001325175 | SY54954 | -33.8802 | 151.2052 | 1 | CS | 2 | Standard
9285 | 5223 | 1001325180 | SY54964 | -33.8802 | 151.2052 | 1 | CS | 2 | Standard
9286 | 5242 | 1001325185 | SY54978 | -33.8803 | 151.2052 | 1 | CS | 2 | Standard
9287 | 5250 | 1001333570 | SY54984 | -33.8804 | 151.2051 | 1 | CS | 2 | Standard
9288 | 5256 | 1001325190 | SY54988 | -33.8804 | 151.2052 | 1 | CS | 1 | Standard
9289 | 5257 | 1001333042 | SY54989 | -33.8804 | 151.2051 | 1 | CS | 1 | Standard
9290 | 5233 | 1001325471 | SY54969 | -33.8803 | 151.2049 | 1 | CS | 1 | Standard
9291 | 5221 | 1001325466 | SY54963 | -33.8802 | 151.2049 | 1 | CS | 2 | Standard
9292 | 5234 | 1001333105 | SY54970 | -33.8803 | 151.2046 | 1 | CS | 2 | Standard
9293 | 5100 | 1001319686 | SY54882 | -33.8797 | 151.2055 | 1 | CS | 2 | Standard
9294 | 5123 | 1001333550 | SY54897 | -33.8798 | 151.2057 | 1 | CS | 2 | Standard
9295 | 1129347 | 1001325647 | SY56321 | -33.8799 | 151.2058 | 1 | CS | 1 | Standard
9296 | 1129348 | 1001325652 | SY56322 | -33.8799 | 151.2057 | 1 | CS | 1 | Standard
9297 | 5144 | 1001325563 | SY54910 | -33.8798 | 151.2056 | 1 | CS | 1 | Standard
9298 | 5138 | 1001325558 | SY54906 | -33.8798 | 151.2055 | 1 | CS | 1 | Standard
9299 | 5140 | 1001325031 | SY54908 | -33.8798 | 151.2054 | 1 | CS | 2 | Standard
9300 | 5137 | 1001325025 | SY54905 | -33.8798 | 151.2054 | 1 | CS | 1 | Standard
9301 | 5139 | 1001333554 | SY54907 | -33.8798 | 151.2059 | 1 | CS | 1 | Standard
9302 | 5121 | 1001329235 | SY54896 | -33.8797 | 151.2058 | 1 | CS | 1 | Standard
9303 | 1129346 | 1001325642 | SY56320 | -33.8799 | 151.2059 | 1 | CS | 1 | Standard
9304 | 1129345 | 1001325637 | SY56319 | -33.8799 | 151.2059 | 1 | CS | 2 | Standard
9305 | 5163 | 1001325036 | SY54921 | -33.88 | 151.2061 | 1 | CS | 2 | Standard
9306 | 5160 | 1001325568 | SY54920 | -33.8799 | 151.206 | 1 | CS | 1 | Standard
9307 | 5164 | 1001325040 | SY54922 | -33.88 | 151.2062 | 1 | CS | 1 | Standard
9308 | 5167 | 1001325573 | SY54925 | -33.88 | 151.2062 | 1 | CS | 1 | Standard
9309 | 5218 | 1001325588 | SY54961 | -33.8802 | 151.2061 | 1 | CS | 1 | Standard
9310 | 5214 | 1001329255 | SY54957 | -33.8802 | 151.2059 | 1 | CS | 1 | Standard
9311 | 5236 | 1001334317 | SY54972 | -33.8803 | 151.2059 | 1 | CS | 2 | Standard
9312 | 5249 | 1001334323 | SY54983 | -33.8804 | 151.2059 | 1 | CS | 1 | Standard
9313 | 5200 | 1001333562 | SY54947 | -33.8801 | 151.2056 | 1 | CS | 2 | Standard
9314 | 5313 | 1001334302 | SY55015 | -33.8808 | 151.2057 | 1 | CS | 1 | Standard
9315 | 5308 | 1001325608 | SY55012 | -33.8807 | 151.2059 | 1 | CS | 1 | Standard
9316 | 5351 | 1001325627 | SY55033 | -33.881 | 151.2059 | 1 | CS | 1 | Standard
9317 | 2177063 | 1001321395 | SY55052 | -33.8812 | 151.2062 | 1 | CS | 1 | Standard
9318 | 2177064 | 1001333051 | SY56352 | -33.8812 | 151.2062 | 1 | CS | 1 | Standard
9319 | 5335 | 1001333574 | SY55028 | -33.8809 | 151.2054 | 1 | CS | 1 | Standard
9320 | 2177059 | 1001321371 | SY55024 | -33.8809 | 151.2054 | 1 | CS | 1 | Standard
9321 | 5338 | 1001325618 | SY55029 | -33.8809 | 151.2055 | 1 | CS | 1 | Standard
9322 | 2177061 | 1001321381 | SY55037 | -33.881 | 151.2053 | 1 | CS | 1 | Standard
9323 | 5342 | 1001325623 | SY55031 | -33.8809 | 151.2057 | 1 | CS | 2 | Standard
9324 | 2177060 | 1001321386 | SY55044 | -33.8811 | 151.2057 | 1 | CS | 2 | Standard
9325 | 5262 | 1001321985 | SY54992 | -33.8805 | 151.2048 | 1 | CS | 2 | Standard
9326 | 5282 | 1001319350 | SY55006 | -33.8806 | 151.2048 | 1 | CS | 2 | Standard
9327 | 5303 | 1001319353 | SY55010 | -33.8807 | 151.2048 | 1 | CS | 1 | Standard
9328 | 5323 | 1001319359 | SY55022 | -33.8808 | 151.2047 | 1 | CS | 1 | Standard
9329 | 5264 | 1001321990 | SY54994 | -33.8805 | 151.2048 | 1 | CS | 2 | Standard
9330 | 5275 | 1001319345 | SY55001 | -33.8805 | 151.2048 | 1 | CS | 3 | Standard
9331 | 5277 | 1001332060 | SY55003 | -33.8806 | 151.2051 | 1 | CS | 1 | Standard
9332 | 5266 | 1001332055 | SY54996 | -33.8805 | 151.2052 | 1 | CS | 1 | Standard
9333 | 5319 | 1001333046 | SY55020 | -33.8808 | 151.205 | 1 | CS | 1 | Standard
9334 | 5317 | 1001321366 | SY55018 | -33.8808 | 151.2051 | 1 | CS | 2 | Standard
9335 | 5341 | 1001321376 | SY55030 | -33.8809 | 151.205 | 1 | CS | 1 | Standard
9336 | 5354 | 1001332065 | SY55036 | -33.881 | 151.205 | 1 | CS | 1 | Standard
9337 | 5360 | 1001332070 | SY55041 | -33.8811 | 151.205 | 1 | CS | 1 | Standard
9338 | 5358 | 1001333049 | SY55039 | -33.881 | 151.2049 | 1 | CS | 1 | Standard
9339 | 5376 | 1001321390 | SY55048 | -33.8812 | 151.2052 | 1 | CS | 1 | Standard
9340 | 5370 | 1001332075 | SY55045 | -33.8811 | 151.2051 | 1 | CS | 2 | Standard
9341 | 5374 | 1001333053 | SY55047 | -33.8812 | 151.2051 | 1 | CS | 1 | Standard
9342 | 5408 | 1001319377 | SY55067 | -33.8813 | 151.2049 | 1 | CS | 1 | Standard
9343 | 5347 | 1001325760 | SY55032 | -33.881 | 151.2047 | 1 | CS | 1 | Standard
9344 | 5427 | 1001319393 | SY55072 | -33.8815 | 151.2048 | 1 | CS | 1 | Standard
9345 | 5416 | 1001325772 | SY55069 | -33.8814 | 151.2045 | 1 | CS | 1 | Standard
9346 | 5423 | 1001325776 | SY55071 | -33.8815 | 151.2045 | 1 | CS | 1 | Standard
9347 | 5429 | 1001319340 | SY55073 | -33.8815 | 151.2052 | 1 | CS | 1 | Standard
9348 | 5405 | 1001333057 | SY55066 | -33.8813 | 151.205 | 1 | CS | 1 | Standard
9349 | 5418 | 1001319388 | SY55070 | -33.8814 | 151.2051 | 1 | CS | 1 | Standard
9350 | 5410 | 1001319382 | SY55068 | -33.8814 | 151.2049 | 1 | CS | 1 | Standard
9351 | 5477 | 1001319335 | SY55090 | -33.8818 | 151.2054 | 1 | CS | 1 | Standard
9352 | 5453 | 1001325780 | SY55081 | -33.8817 | 151.2044 | 1 | CS | 2 | Standard
9353 | 5462 | 1001325784 | SY55084 | -33.8817 | 151.2044 | 1 | CS | 1 | Standard
9354 | 5435 | 1001319362 | SY55075 | -33.8815 | 151.2048 | 1 | CS | 1 | Standard
9355 | 5449 | 1001319398 | SY55079 | -33.8816 | 151.2048 | 1 | CS | 1 | Standard
9356 | 5457 | 1001319403 | SY55082 | -33.8817 | 151.2048 | 1 | CS | 1 | Standard
9357 | 5476 | 1001319367 | SY55089 | -33.8818 | 151.2047 | 1 | CS | 2 | Standard
9358 | 5468 | 1001325788 | SY55085 | -33.8818 | 151.2044 | 1 | CS | 1 | Standard
9359 | 5481 | 1001325792 | SY55092 | -33.8819 | 151.2044 | 1 | CS | 2 | Standard
9360 | 5493 | 1001333069 | SY55096 | -33.882 | 151.2044 | 1 | CS | 1 | Standard
9361 | 5494 | 1001325796 | SY55097 | -33.882 | 151.2043 | 1 | CS | 2 | Standard
9362 | 5401 | 1001321401 | SY55062 | -33.8813 | 151.2054 | 1 | CS | 2 | Standard
9363 | 2177062 | 1001321407 | SY55065 | -33.8813 | 151.2061 | 1 | CS | 1 | Standard
9364 | 5444 | 1001321421 | SY55078 | -33.8816 | 151.2062 | 1 | CS | 1 | Standard
9365 | 5432 | 1001321411 | SY55074 | -33.8815 | 151.2058 | 1 | CS | 1 | Standard
9366 | 5478 | 1001334338 | SY55091 | -33.8819 | 151.2058 | 1 | CS | 2 | Standard
9367 | 5460 | 1001319329 | SY55083 | -33.8817 | 151.2056 | 1 | CS | 1 | Standard
9368 | 5506 | 1001334342 | SY55104 | -33.8822 | 151.2055 | 1 | CS | 1 | Standard
9369 | 5495 | 1001333073 | SY55098 | -33.882 | 151.2044 | 1 | CS | 1 | Standard
9370 | 5497 | 1001333077 | SY55099 | -33.882 | 151.2046 | 1 | CS | 1 | Standard
9371 | 5500 | 1001325800 | SY55101 | -33.882 | 151.2043 | 1 | CS | 1 | Standard
9372 | 5499 | 1001319372 | SY55100 | -33.882 | 151.2046 | 1 | CS | 1 | Standard
9373 | 5509 | 1001319414 | SY55106 | -33.8822 | 151.2046 | 1 | CS | 1 | Standard
9374 | 5505 | 1001319409 | SY55103 | -33.8822 | 151.205 | 1 | CS | 1 | Standard
9375 | 5543 | 1001319433 | SY55122 | -33.8826 | 151.205 | 1 | CS | 2 | Standard
9376 | 5531 | 1001319418 | SY55116 | -33.8825 | 151.2045 | 1 | CS | 1 | Standard
9377 | 5535 | 1001319428 | SY55118 | -33.8825 | 151.2046 | 1 | CS | 1 | Standard
9378 | 5533 | 1001319423 | SY55117 | -33.8825 | 151.2046 | 1 | CS | 1 | Standard
9379 | 1412729 | 1001321435 | SY56356 | -33.8822 | 151.2074 | 1 | CS | 3 | Standard
9380 | 5518 | 1001334344 | SY55110 | -33.8823 | 151.2084 | 1 | CS | 2 | Standard
9381 | 5523 | 1001334326 | SY55113 | -33.8824 | 151.2084 | 1 | CS | 2 | Standard
9382 | 1412728 | 1001321431 | SY56355 | -33.8819 | 151.2068 | 1 | CS | 2 | Standard
9383 | 5591 | 1001323617 | SY55236 | -33.8834 | 151.2085 | 1 | CS | 1 | Standard
9384 | 5593 | 1001323621 | SY55237 | -33.8834 | 151.2085 | 1 | CS | 1 | Standard
9385 | 5599 | 1001334281 | SY55239 | -33.8835 | 151.2085 | 1 | CS | 1 | Standard
9386 | 5645 | 1001325945 | SY55248 | -33.8841 | 151.2047 | 1 | CS | 4 | Standard
9387 | 5436 | 1001321943 | SY54411 | -33.8816 | 151.2009 | 1 | CS | 4 | Standard
9388 | 5424 | 1001325246 | SY54407 | -33.8815 | 151.2008 | 1 | CS | 1 | Standard
9389 | 5501 | 1001333132 | SY54432 | -33.8821 | 151.2012 | 1 | CS | 1 | Standard
9390 | 5447 | 1001333128 | SY54415 | -33.8817 | 151.2009 | 1 | CS | 1 | Standard
9391 | 5454 | 1001323025 | SY54416 | -33.8817 | 151.2026 | 1 | CS | 1 | Standard
9392 | 5467 | 1001333035 | SY54424 | -33.8818 | 151.2026 | 1 | CS | 2 | Standard
9393 | 5474 | 1001323034 | SY54426 | -33.8818 | 151.2026 | 1 | CS | 1 | Standard
9394 | 5504 | 1001333136 | SY54433 | -33.8822 | 151.2012 | 1 | CS | 1 | Standard
9395 | 5545 | 1001333140 | SY55140 | -33.8827 | 151.2015 | 1 | CS | 2 | Standard
9396 | 5413 | 1001323006 | SY54403 | -33.8814 | 151.2034 | 1 | CS | 2 | Standard
9397 | 5430 | 1001323016 | SY54410 | -33.8815 | 151.2035 | 1 | CS | 2 | Standard
9398 | 5419 | 1001323011 | SY54405 | -33.8814 | 151.2033 | 1 | CS | 1 | Standard
9399 | 5412 | 1001333061 | SY54402 | -33.8814 | 151.2032 | 1 | CS | 1 | Standard
9400 | 5428 | 1001321750 | SY54409 | -33.8815 | 151.2032 | 1 | CS | 2 | Standard
9401 | 5426 | 1001327222 | SY54408 | -33.8815 | 151.2031 | 1 | CS | 1 | Standard
9402 | 5446 | 1001323021 | SY54414 | -33.8816 | 151.2031 | 1 | CS | 1 | Standard
9403 | 5445 | 1001327227 | SY54413 | -33.8816 | 151.2032 | 1 | CS | 1 | Standard
9404 | 5458 | 1001321755 | SY54419 | -33.8817 | 151.2035 | 1 | CS | 1 | Standard
9405 | 5441 | 1001334337 | SY54412 | -33.8816 | 151.2034 | 1 | CS | 1 | Standard
9406 | 5455 | 1001334339 | SY54417 | -33.8817 | 151.2035 | 1 | CS | 1 | Standard
9407 | 2147000 | 1001615115 | SY27231 | -33.8818 | 151.2033 | 1 | CS | 1 | Standard
9408 | 5480 | 1001327233 | SY54428 | -33.8819 | 151.2034 | 1 | CS | 1 | Standard
9409 | 5472 | 1001327960 | SY54425 | -33.8818 | 151.2036 | 1 | CS | 1 | Standard
9410 | 5464 | 1001323030 | SY54422 | -33.8817 | 151.2028 | 1 | CS | 1 | Standard
9411 | 5475 | 1001333065 | SY55088 | -33.8818 | 151.2039 | 1 | CS | 1 | Standard
9412 | 5469 | 1001334341 | SY55086 | -33.8818 | 151.204 | 1 | CS | 1 | Standard
9413 | 5471 | 1001334343 | SY55087 | -33.8818 | 151.204 | 1 | CS | 1 | Standard
9414 | 5484 | 1001334345 | SY55093 | -33.8819 | 151.204 | 1 | CS | 1 | Standard
9415 | 5491 | 1001329029 | SY54431 | -33.8819 | 151.2036 | 1 | CS | 1 | Standard
9416 | 5517 | 1001327256 | SY55109 | -33.8823 | 151.2038 | 1 | CS | 2 | Standard
9417 | 5510 | 1001327237 | SY54434 | -33.8822 | 151.2038 | 1 | CS | 1 | Standard
9418 | 5513 | 1001321761 | SY54435 | -33.8823 | 151.2038 | 1 | CS | 2 | Standard
9419 | 5516 | 1001327537 | SY54436 | -33.8823 | 151.2036 | 1 | CS | 1 | Standard
9420 | 5502 | 1001327242 | SY55102 | -33.8821 | 151.2043 | 1 | CS | 1 | Standard
9421 | 5507 | 1001327247 | SY55105 | -33.8822 | 151.2043 | 1 | CS | 1 | Standard
9422 | 5514 | 1001327252 | SY55107 | -33.8823 | 151.2042 | 1 | CS | 1 | Standard
9423 | 5519 | 1001327262 | SY55111 | -33.8824 | 151.2042 | 1 | CS | 2 | Standard
9424 | 5525 | 1001333081 | SY55114 | -33.8825 | 151.2042 | 1 | CS | 1 | Standard
9425 | 5536 | 1001327273 | SY55119 | -33.8825 | 151.2041 | 1 | CS | 2 | Standard
9426 | 5526 | 1001327542 | SY54438 | -33.8824 | 151.2037 | 1 | CS | 2 | Standard
9427 | 5522 | 1001327268 | SY55112 | -33.8824 | 151.2039 | 1 | CS | 1 | Standard
9428 | 5541 | 1001327278 | SY55121 | -33.8826 | 151.2041 | 1 | CS | 1 | Standard
9429 | 5544 | 1001327283 | SY55123 | -33.8826 | 151.204 | 1 | CS | 2 | Standard
9430 | 5546 | 1001323644 | SY55230 | -33.8827 | 151.2039 | 1 | CS | 1 | Standard
9431 | 5549 | 1001327549 | SY55232 | -33.8827 | 151.2039 | 1 | CS | 1 | Standard
9432 | 5552 | 1001323649 | SY55234 | -33.8828 | 151.204 | 1 | CS | 1 | Standard
9433 | 5551 | 1001333088 | SY55233 | -33.8828 | 151.2039 | 1 | CS | 2 | Standard
9434 | 5553 | 1001327554 | SY55141 | -33.8828 | 151.2038 | 1 | CS | 1 | Standard
9435 | 588278 | 1001333039 | SY54445 | -33.8823 | 151.2028 | 1 | CS | 2 | Standard
9436 | 588279 | 1001327288 | SY54446 | -33.8821 | 151.2035 | 1 | CS | 2 | Standard
9437 | 5542 | 1001333085 | SY54439 | -33.8826 | 151.2034 | 1 | CS | 1 | Standard
9438 | 5564 | 1001333092 | SY55146 | -33.8829 | 151.203 | 1 | CS | 2 | Standard
9439 | 5573 | 1001323664 | SY55149 | -33.883 | 151.2036 | 1 | CS | 1 | Standard
9440 | 5575 | 1001323669 | SY55150 | -33.883 | 151.2036 | 1 | CS | 1 | Standard
9441 | 5579 | 1001323675 | SY55151 | -33.8832 | 151.2034 | 1 | CS | 1 | Standard
9442 | 5590 | 1001323680 | SY55155 | -33.8833 | 151.2036 | 1 | CS | 1 | Standard
9443 | 5594 | 1001323659 | SY55157 | -33.8834 | 151.2031 | 1 | CS | 1 | Standard
9444 | 5609 | 1001327996 | SY55161 | -33.8836 | 151.2029 | 1 | CS | 1 | Standard
9445 | 2735279 | 1001684226 | SY27388 | -33.8829 | 151.2039 | 1 | CS | 2 | Standard
9446 | 5555 | 1001323688 | SY55142 | -33.8829 | 151.2038 | 1 | CS | 1 | Standard
9447 | 5559 | 1001323654 | SY55235 | -33.8829 | 151.2042 | 1 | CS | 1 | Standard
9448 | 5597 | 1001323684 | SY55238 | -33.8835 | 151.204 | 1 | CS | 3 | Standard
9449 | 5605 | 1001334284 | SY55240 | -33.8836 | 151.2039 | 1 | CS | 3 | Standard
9450 | 5608 | 1001325913 | SY55241 | -33.8836 | 151.2039 | 1 | CS | 1 | Standard
9451 | 5622 | 1001325929 | SY55244 | -33.8839 | 151.2043 | 1 | CS | 3 | Standard
9452 | 5617 | 1001325378 | SY55163 | -33.8838 | 151.2026 | 1 | CS | 1 | Standard
9453 | 5623 | 1001329140 | SY55166 | -33.8839 | 151.2031 | 1 | CS | 2 | Standard
9454 | 5630 | 1001325935 | SY55168 | -33.884 | 151.2026 | 1 | CS | 1 | Standard
9455 | 5598 | 1001333159 | SY55159 | -33.8835 | 151.2013 | 1 | CS | 2 | Standard
9456 | 5595 | 1001333155 | SY55158 | -33.8835 | 151.2008 | 1 | CS | 3 | Standard
9457 | 5572 | 1001333144 | SY55148 | -33.883 | 151.2017 | 1 | CS | 1 | Standard
9458 | 5589 | 1001333151 | SY55154 | -33.8833 | 151.2017 | 1 | CS | 3 | Standard
9459 | 5586 | 1001333148 | SY55153 | -33.8833 | 151.2018 | 1 | CS | 1 | Standard
9460 | 5592 | 1001334332 | SY55156 | -33.8834 | 151.2017 | 1 | CS | 2 | Standard
9461 | 5611 | 1001325919 | SY55162 | -33.8836 | 151.2021 | 1 | CS | 2 | Standard
9462 | 5626 | 1001334334 | SY55167 | -33.884 | 151.2019 | 1 | CS | 1 | Standard
9463 | 5621 | 1001325383 | SY55165 | -33.8839 | 151.2022 | 1 | CS | 1 | Standard
9464 | 5620 | 1001325924 | SY55164 | -33.8839 | 151.2022 | 1 | CS | 1 | Standard
9465 | 5641 | 1001329130 | SY55173 | -33.8841 | 151.2024 | 1 | CS | 1 | Standard
9466 | 5638 | 1001325940 | SY55170 | -33.8841 | 151.2024 | 1 | CS | 1 | Standard
9467 | 5649 | 1001329136 | SY55179 | -33.8842 | 151.2022 | 1 | CS | 1 | Standard
9468 | 5647 | 1001325854 | SY55177 | -33.8842 | 151.2024 | 1 | CS | 1 | Standard
9469 | 5682 | 1001325859 | SY55188 | -33.8844 | 151.2025 | 1 | CS | 1 | Standard
9470 | 5693 | 1001332591 | SY55189 | -33.8845 | 151.2025 | 1 | CS | 2 | Standard
9471 | 5640 | 1001334242 | SY55172 | -33.8841 | 151.2009 | 1 | CS | 1 | Standard
9472 | 5633 | 1001334293 | SY55169 | -33.884 | 151.2016 | 1 | CS | 1 | Standard
9473 | 5639 | 1001334239 | SY55171 | -33.8841 | 151.2013 | 1 | CS | 1 | Standard
9474 | 4880 | 1001323652 | LE50685 | -33.8789 | 151.1946 | 1 | CS | 1 | Standard
9475 | 5036 | 1001323759 | LE50690 | -33.8795 | 151.1944 | 1 | CS | 1 | Standard
9476 | 5084 | 1001323762 | LE50691 | -33.8796 | 151.1945 | 1 | CS | 2 | Standard
9477 | 5224 | 1001323769 | LE50692 | -33.8803 | 151.1946 | 1 | CS | 1 | Standard
9478 | 5281 | 1001323774 | LE50693 | -33.8806 | 151.1946 | 1 | CS | 3 | Standard
9479 | 5336 | 1001323778 | LE50694 | -33.8809 | 151.1946 | 1 | CS | 2 | Standard
9480 | 5384 | 1001323783 | LE50695 | -33.8812 | 151.1947 | 1 | CS | 1 | Standard
9481 | 5437 | 1001323788 | LE50696 | -33.8816 | 151.1947 | 1 | CS | 1 | Standard
9482 | 4927 | 1001327940 | SY54328 | -33.8791 | 151.2 | 1 | CS | 1 | Standard
9483 | 2194236 | 1001323994 | SY54324 | -33.8791 | 151.2003 | 1 | CS | 2 | Standard
9484 | 4939 | 1001325000 | SY54331 | -33.8791 | 151.1994 | 1 | CS | 2 | Standard
9485 | 4921 | 1001323412 | SY54325 | -33.8791 | 151.1995 | 1 | CS | 2 | Standard
9486 | 2237181 | 1001325005 | SY54339 | -33.8792 | 151.1995 | 1 | CS | 2 | Standard
9487 | 2207118 | 1001325899 | SY54351 | -33.8797 | 151.1998 | 1 | CS | 1 | Standard
9488 | 5112 | 1001323432 | SY54350 | -33.8797 | 151.1998 | 1 | CS | 1 | Standard
9489 | 5184 | 1001325455 | SY54356 | -33.8801 | 151.1993 | 1 | CS | 1 | Standard
9490 | 5229 | 1001323452 | SY54357 | -33.8803 | 151.2002 | 1 | CS | 1 | Standard
9491 | 2207117 | 1001325903 | SY54359 | -33.8803 | 151.2001 | 1 | CS | 1 | Standard
9492 | 5297 | 1001321791 | SY54373 | -33.8807 | 151.2004 | 1 | CS | 1 | Standard
9493 | 5293 | 1001321786 | SY54371 | -33.8807 | 151.2003 | 1 | CS | 2 | Standard
9494 | 5343 | 1001325396 | SY54386 | -33.881 | 151.1998 | 1 | CS | 1 | Standard
9495 | 5292 | 1001325391 | SY54370 | -33.8807 | 151.1996 | 1 | CS | 1 | Standard
9496 | 5286 | 1001325460 | SY54367 | -33.8806 | 151.1997 | 1 | CS | 2 | Standard
9497 | 5329 | 1001325215 | SY54383 | -33.8809 | 151.2 | 1 | CS | 1 | Standard
9498 | 5371 | 1001325226 | SY54394 | -33.8811 | 151.1993 | 1 | CS | 1 | Standard
9499 | 5420 | 1001325241 | SY54406 | -33.8814 | 151.1986 | 1 | CS | 1 | Standard
9500 | 5456 | 1001323793 | SY54418 | -33.8817 | 151.1971 | 1 | CS | 1 | Standard
9501 | 5461 | 1001325252 | SY54421 | -33.8817 | 151.1979 | 1 | CS | 1 | Standard
9502 | 5489 | 1001331943 | SY54430 | -33.882 | 151.1973 | 1 | CS | 2 | Standard
9503 | 5479 | 1001323809 | SY54427 | -33.8819 | 151.1974 | 1 | CS | 1 | Standard
9504 | 5482 | 1001323814 | SY54429 | -33.8819 | 151.1975 | 1 | CS | 1 | Standard
9505 | 5643 | 1001334247 | SY55174 | -33.8841 | 151.2003 | 1 | CS | 1 | Standard
9506 | 5646 | 1001334255 | SY55176 | -33.8841 | 151.2003 | 1 | CS | 1 | Standard
9507 | 5648 | 1001334219 | SY55178 | -33.8842 | 151.1995 | 1 | CS | 1 | Standard
9508 | 5644 | 1001334251 | SY55175 | -33.8841 | 151.1999 | 1 | CS | 1 | Standard
9509 | 5580 | 1001325908 | SY55152 | -33.8832 | 151.1988 | 1 | CS | 1 | Standard
9510 | 5652 | 1001323524 | SY55181 | -33.8842 | 151.1987 | 1 | CS | 1 | Standard
9511 | 5653 | 1001323383 | SY55182 | -33.8842 | 151.1986 | 1 | CS | 1 | Standard
9512 | 5651 | 1001334224 | SY55180 | -33.8842 | 151.1988 | 1 | CS | 2 | Standard
9513 | 5656 | 1001332998 | SY55184 | -33.8842 | 151.1976 | 1 | CS | 1 | Standard
9514 | 5657 | 1001333002 | SY55185 | -33.8842 | 151.1977 | 1 | CS | 1 | Standard
9515 | 5660 | 1001333006 | SY55186 | -33.8842 | 151.1972 | 1 | CS | 2 | Standard
9516 | 5655 | 1001332994 | SY55183 | -33.8842 | 151.198 | 1 | CS | 1 | Standard
9517 | 5483 | 1001323819 | LE50697 | -33.8819 | 151.1947 | 1 | CS | 1 | Standard
9518 | 5508 | 1001323824 | LE50698 | -33.8822 | 151.1948 | 1 | CS | 1 | Standard
9519 | 5532 | 1001323834 | LE50699 | -33.8825 | 151.1949 | 1 | CS | 1 | Standard
9520 | 5556 | 1001332955 | LE50739 | -33.8829 | 151.1949 | 1 | CS | 2 | Standard
9521 | 5567 | 1001323849 | LE50741 | -33.8829 | 151.1953 | 1 | CS | 1 | Standard
9522 | 5568 | 1001332960 | LE50742 | -33.883 | 151.1949 | 1 | CS | 1 | Standard
9523 | 5465 | 1001323804 | SY54423 | -33.8818 | 151.196 | 1 | CS | 1 | Standard
9524 | 5459 | 1001323798 | SY54420 | -33.8817 | 151.1967 | 1 | CS | 2 | Standard
9525 | 5524 | 1001323829 | SY54437 | -33.8824 | 151.1961 | 1 | CS | 1 | Standard
9526 | 5557 | 1001323839 | SY55143 | -33.8829 | 151.1962 | 1 | CS | 2 | Standard
9527 | 5562 | 1001334331 | SY55145 | -33.8829 | 151.1962 | 1 | CS | 1 | Standard
9528 | 5569 | 1001332872 | SY55147 | -33.883 | 151.1962 | 1 | CS | 1 | Standard
9529 | 5561 | 1001332868 | SY55144 | -33.8829 | 151.1959 | 1 | CS | 1 | Standard
9530 | 5563 | 1001323844 | LE50740 | -33.8829 | 151.1957 | 1 | CS | 2 | Standard
9531 | 5603 | 1001332990 | SY55160 | -33.8836 | 151.1963 | 1 | CS | 2 | Standard
9532 | 5662 | 1001333010 | SY55187 | -33.8843 | 151.1964 | 1 | CS | 1 | Standard
9533 | 5669 | 1001332980 | LE50748 | -33.8843 | 151.1956 | 1 | CS | 2 | Standard
9534 | 5667 | 1001332976 | LE50747 | -33.8843 | 151.1955 | 1 | CS | 2 | Standard
9535 | 5670 | 1001332983 | LE50749 | -33.8843 | 151.1954 | 1 | CS | 1 | Standard
9536 | 5600 | 1001332964 | LE50744 | -33.8835 | 151.195 | 1 | CS | 1 | Standard
9537 | 5642 | 1001332968 | LE50745 | -33.8841 | 151.1951 | 1 | CS | 1 | Standard
9538 | 5671 | 1001332986 | LE50750 | -33.8843 | 151.1951 | 1 | CS | 1 | Standard
9539 | 5666 | 1001332971 | LE50746 | -33.8843 | 151.1951 | 1 | CS | 1 | Standard
9540 | 5702 | 1001321468 | LE50753 | -33.8845 | 151.1945 | 1 | CS | 1 | Standard
9541 | 5716 | 1001321492 | LE50760 | -33.8847 | 151.1946 | 1 | CS | 1 | Standard
9542 | 5679 | 1001321878 | LE50751 | -33.8844 | 151.1937 | 1 | CS | 2 | Standard
9543 | 5705 | 1001321473 | LE50755 | -33.8846 | 151.194 | 1 | CS | 1 | Standard
9544 | 5703 | 1001321888 | LE50754 | -33.8846 | 151.1935 | 1 | CS | 1 | Standard
9545 | 5700 | 1001321883 | LE50752 | -33.8845 | 151.1937 | 1 | CS | 1 | Standard
9546 | 5707 | 1001321478 | LE50756 | -33.8846 | 151.1937 | 1 | CS | 1 | Standard
9547 | 3737 | 1001323719 | SY53317 | -33.874 | 151.209 | 1 | CS | 1 | Standard
9548 | 3729 | 1001323782 | SY53313 | -33.874 | 151.209 | 1 | CS | 2 | Standard
9549 | 2194235 | 1001327317 | SY53311 | -33.874 | 151.2091 | 1 | CS | 2 | Standard
9550 | 3731 | 1001323786 | SY53314 | -33.874 | 151.2092 | 1 | CS | 1 | Standard
9551 | 3756 | 1001333243 | SY53328 | -33.8741 | 151.2092 | 1 | CS | 1 | Standard
9552 | 3759 | 1001323724 | SY53330 | -33.8742 | 151.209 | 1 | CS | 4 | Standard
9553 | 3772 | 1001323729 | SY53339 | -33.8742 | 151.209 | 1 | CS | 1 | Standard
9554 | 2207139 | 1001535176 | SY26733 | -33.8747 | 151.2093 | 1 | CS | 2 | Standard
9555 | 3791 | 1001323734 | SY53351 | -33.8743 | 151.209 | 1 | CS | 1 | Standard
9556 | 3821 | 1001333393 | SY53370 | -33.8744 | 151.2091 | 1 | CS | 1 | Standard
9557 | 3839 | 1001333252 | SY53386 | -33.8745 | 151.2091 | 1 | CS | 1 | Standard
9558 | 3850 | 1001333257 | SY53394 | -33.8745 | 151.2091 | 1 | CS | 1 | Standard
9559 | 3852 | 1001327235 | SY53396 | -33.8745 | 151.2092 | 1 | CS | 1 | Standard
9560 | 3861 | 1001333707 | SY53403 | -33.8746 | 151.209 | 1 | CS | 1 | Standard
9561 | 3844 | 1001323739 | SY53390 | -33.8745 | 151.2089 | 1 | CS | 1 | Standard
9562 | 3783 | 1001329483 | SY53346 | -33.8743 | 151.2096 | 1 | CS | 2 | Standard
9563 | 3817 | 1001329486 | SY53366 | -33.8744 | 151.2096 | 1 | CS | 1 | Standard
9564 | 3862 | 1001329496 | SY53404 | -33.8746 | 151.2096 | 1 | CS | 1 | Standard
9565 | 3853 | 1001329491 | SY53397 | -33.8745 | 151.2093 | 1 | CS | 1 | Standard
9566 | 3890 | 1001334113 | SY53419 | -33.8747 | 151.2093 | 1 | CS | 1 | Standard
9567 | 3892 | 1001334117 | SY53420 | -33.8747 | 151.2094 | 1 | CS | 1 | Standard
9568 | 3897 | 1001334121 | SY53423 | -33.8747 | 151.2096 | 1 | CS | 1 | Standard
9569 | 3942 | 1001334125 | SY53446 | -33.875 | 151.2095 | 1 | CS | 1 | Standard
9570 | 3881 | 1001323744 | SY53414 | -33.8747 | 151.2089 | 1 | CS | 1 | Standard
9571 | 3915 | 1001323757 | SY53432 | -33.8748 | 151.2089 | 1 | CS | 1 | Standard
9572 | 3882 | 1001323749 | SY53415 | -33.8747 | 151.2091 | 1 | CS | 1 | Standard
9573 | 3886 | 1001323753 | SY53417 | -33.8747 | 151.2092 | 1 | CS | 1 | Standard
9574 | 3904 | 1001327204 | SY53425 | -33.8748 | 151.2091 | 1 | Not CS | 0 | Standard
9575 | 3920 | 1001327198 | SY53435 | -33.8749 | 151.2091 | 1 | CS | 1 | Standard
9576 | 3944 | 1001327493 | SY53448 | -33.875 | 151.2091 | 1 | CS | 1 | Standard
9577 | 3970 | 1001327458 | SY53463 | -33.8751 | 151.2091 | 1 | CS | 1 | Standard
9578 | 3937 | 1001333260 | SY53444 | -33.875 | 151.2089 | 1 | CS | 1 | Standard
9579 | 3949 | 1001319192 | SY53452 | -33.875 | 151.2089 | 1 | CS | 1 | Standard
9580 | 3740 | 1001321003 | SY53319 | -33.874 | 151.2081 | 1 | CS | 1 | Standard
9581 | 3751 | 1001327163 | SY53324 | -33.8741 | 151.2081 | 1 | CS | 1 | Standard
9582 | 3840 | 1001333248 | SY53387 | -33.8745 | 151.2087 | 1 | CS | 1 | Standard
9583 | 3879 | 1001327157 | SY53412 | -33.8746 | 151.2087 | 1 | CS | 1 | Standard
9584 | 3836 | 1001327125 | SY53383 | -33.8745 | 151.2086 | 1 | CS | 2 | Standard
9585 | 3875 | 1001327152 | SY53409 | -33.8746 | 151.2085 | 1 | CS | 1 | Standard
9586 | 3874 | 1001327147 | SY53408 | -33.8746 | 151.2084 | 1 | CS | 1 | Standard
9587 | 3870 | 1001327143 | SY53407 | -33.8746 | 151.2083 | 1 | CS | 2 | Standard
9588 | 3720 | 1001329415 | SY53968 | -33.8739 | 151.2131 | 1 | CS | 1 | Standard
9589 | 3725 | 1001329420 | SY53970 | -33.874 | 151.2133 | 1 | CS | 1 | Standard
9590 | 3711 | 1001329410 | SY53966 | -33.8739 | 151.2127 | 1 | CS | 1 | Standard
9591 | 3727 | 1001329425 | SY53971 | -33.874 | 151.2145 | 1 | CS | 1 | Standard
9592 | 562596 | 1001321027 | SY54021 | -33.8738 | 151.2142 | 1 | CS | 2 | Standard
9593 | 3743 | 1001327825 | SY53972 | -33.8741 | 151.2139 | 1 | CS | 1 | Standard
9594 | 562592 | 1001331532 | SY54017 | -33.8741 | 151.2141 | 1 | CS | 2 | Standard
9595 | 3762 | 1001327835 | SY53975 | -33.8742 | 151.2144 | 1 | CS | 1 | Standard
9596 | 3767 | 1001329497 | SY53977 | -33.8742 | 151.2143 | 1 | CS | 1 | Standard
9597 | 3754 | 1001329429 | SY53974 | -33.8741 | 151.2142 | 1 | CS | 2 | Standard
9598 | 3769 | 1001321008 | SY53978 | -33.8742 | 151.2145 | 1 | CS | 1 | Standard
9599 | 3763 | 1001329493 | SY53976 | -33.8742 | 151.2145 | 1 | CS | 1 | Standard
9600 | 3923 | 1001323710 | SY53992 | -33.8749 | 151.2142 | 1 | CS | 1 | Standard
9601 | 3694 | 1001329434 | SY53965 | -33.8738 | 151.2123 | 1 | CS | 1 | Standard
9602 | 4049 | 1001327682 | SY54006 | -33.8755 | 151.2135 | 1 | CS | 1 | Standard
9603 | 4021 | 1001327676 | SY54005 | -33.8754 | 151.2129 | 1 | CS | 1 | Standard
9604 | 4064 | 1001323715 | SY54007 | -33.8756 | 151.2141 | 1 | CS | 1 | Standard
9605 | 4420 | 1001323725 | SY55298 | -33.877 | 151.2131 | 1 | CS | 1 | Standard
9606 | 4282 | 1001327927 | SY54011 | -33.8765 | 151.214 | 1 | CS | 1 | Standard
9607 | 4296 | 1001327932 | SY54012 | -33.8765 | 151.2143 | 1 | CS | 1 | Standard
9608 | 4456 | 1001323735 | SY55302 | -33.8772 | 151.2143 | 1 | CS | 1 | Standard
9609 | 4441 | 1001323730 | SY55300 | -33.8771 | 151.2138 | 1 | CS | 1 | Standard
9610 | 4679 | 1001327649 | SY55323 | -33.8781 | 151.2136 | 1 | CS | 1 | Standard
9611 | 4696 | 1001334346 | SY55325 | -33.8781 | 151.2136 | 1 | CS | 1 | Standard
9612 | 4592 | 1001334271 | SY55318 | -33.8778 | 151.2132 | 1 | CS | 1 | Standard
9613 | 4355 | 1001327692 | SY53700 | -33.8768 | 151.2111 | 1 | CS | 1 | Standard
9614 | 4353 | 1001327687 | SY53698 | -33.8768 | 151.2108 | 1 | CS | 1 | Standard
9615 | 4358 | 1001327697 | SY53703 | -33.8768 | 151.2116 | 1 | CS | 1 | Standard
9616 | 4407 | 1001332520 | SY53735 | -33.877 | 151.2112 | 1 | CS | 1 | Standard
9617 | 4412 | 1001327426 | SY53738 | -33.877 | 151.2113 | 1 | CS | 1 | Standard
9618 | 4409 | 1001332526 | SY53736 | -33.877 | 151.2115 | 1 | CS | 2 | Standard
9619 | 4467 | 1001332540 | SY54475 | -33.8773 | 151.2118 | 1 | CS | 1 | Standard
9620 | 4404 | 1001327702 | SY53732 | -33.877 | 151.2108 | 1 | CS | 1 | Standard
9621 | 4397 | 1001333207 | SY53727 | -33.877 | 151.2107 | 1 | CS | 1 | Standard
9622 | 4405 | 1001381389 | SY53733 | -33.877 | 151.211 | 1 | CS | 1 | Standard
9623 | 4401 | 1001333211 | SY53729 | -33.877 | 151.211 | 1 | CS | 1 | Standard
9624 | 4402 | 1001332516 | SY53730 | -33.877 | 151.2112 | 1 | CS | 1 | Standard
9625 | 4438 | 1001332535 | SY54460 | -33.8771 | 151.2112 | 1 | CS | 1 | Standard
9626 | 4368 | 1001323720 | SY54014 | -33.8768 | 151.2122 | 1 | CS | 1 | Standard
9627 | 4424 | 1001332530 | SY54452 | -33.877 | 151.2119 | 1 | CS | 1 | Standard
9628 | 4427 | 1001334259 | SY55299 | -33.877 | 151.2122 | 1 | CS | 1 | Standard
9629 | 4414 | 1001329462 | SY54016 | -33.877 | 151.212 | 1 | CS | 1 | Standard
9630 | 4453 | 1001332511 | SY55301 | -33.8772 | 151.2121 | 1 | CS | 1 | Standard
9631 | 4472 | 1001332545 | SY55304 | -33.8773 | 151.2121 | 1 | CS | 1 | Standard
9632 | 4519 | 1001323866 | SY55311 | -33.8775 | 151.2119 | 1 | CS | 1 | Standard
9633 | 4495 | 1001323856 | SY55307 | -33.8774 | 151.212 | 1 | CS | 1 | Standard
9634 | 4511 | 1001332557 | SY55309 | -33.8774 | 151.212 | 1 | CS | 1 | Standard
9635 | 4503 | 1001332552 | SY55308 | -33.8774 | 151.212 | 1 | CS | 1 | Standard
9636 | 4530 | 1001327637 | SY55312 | -33.8775 | 151.2121 | 1 | CS | 2 | Standard
9637 | 4572 | 1001327693 | SY55316 | -33.8777 | 151.2122 | 1 | CS | 1 | Standard
9638 | 4544 | 1001327683 | SY55313 | -33.8775 | 151.212 | 1 | CS | 1 | Standard
9639 | 4566 | 1001327688 | SY54525 | -33.8776 | 151.2119 | 1 | CS | 1 | Standard
9640 | 4482 | 1001334267 | SY55306 | -33.8773 | 151.2127 | 1 | CS | 1 | Standard
9641 | 4614 | 1001327698 | SY54554 | -33.8778 | 151.2118 | 1 | CS | 1 | Standard
9642 | 4630 | 1001327703 | SY54559 | -33.8779 | 151.2117 | 1 | CS | 1 | Standard
9643 | 4646 | 1001327708 | SY55321 | -33.878 | 151.212 | 1 | CS | 1 | Standard
9644 | 4709 | 1001327723 | SY54615 | -33.8782 | 151.2118 | 1 | CS | 1 | Standard
9645 | 4528 | 1001329789 | SY54502 | -33.8775 | 151.2108 | 1 | CS | 1 | Standard
9646 | 4505 | 1001329729 | SY54491 | -33.8774 | 151.211 | 1 | CS | 1 | Standard
9647 | 4529 | 1001329754 | SY54503 | -33.8775 | 151.211 | 1 | CS | 1 | Standard
9648 | 4591 | 1001329759 | SY54540 | -33.8777 | 151.211 | 1 | CS | 1 | Standard
9649 | 4549 | 1001333291 | SY54513 | -33.8776 | 151.2107 | 1 | CS | 1 | Standard
9650 | 4513 | 1001332548 | SY54495 | -33.8774 | 151.2117 | 1 | CS | 1 | Standard
9651 | 4531 | 1001332563 | SY54504 | -33.8775 | 151.2117 | 1 | CS | 1 | Standard
9652 | 4562 | 1001332567 | SY54521 | -33.8776 | 151.2116 | 1 | CS | 1 | Standard
9653 | 4632 | 1001329734 | SY54561 | -33.8779 | 151.2113 | 1 | CS | 2 | Standard
9654 | 4666 | 1001327713 | SY54585 | -33.878 | 151.2116 | 1 | CS | 3 | Standard
9655 | 4706 | 1001327718 | SY54613 | -33.8781 | 151.2115 | 1 | CS | 2 | Standard
9656 | 4645 | 1001329764 | SY54569 | -33.878 | 151.211 | 1 | CS | 1 | Standard
9657 | 4692 | 1001329774 | SY54604 | -33.8781 | 151.2112 | 1 | CS | 1 | Standard
9658 | 4690 | 1001329769 | SY54602 | -33.8781 | 151.211 | 1 | CS | 1 | Standard
9659 | 3994 | 1001333264 | SY53480 | -33.8752 | 151.2089 | 1 | CS | 1 | Standard
9660 | 4005 | 1001333269 | SY53485 | -33.8753 | 151.2089 | 1 | CS | 1 | Standard
9661 | 4079 | 1001333715 | SY53520 | -33.8756 | 151.2089 | 1 | CS | 1 | Standard
9662 | 4055 | 1001333711 | SY53505 | -33.8755 | 151.2089 | 1 | CS | 1 | Standard
9663 | 4070 | 1001319203 | SY53516 | -33.8756 | 151.2088 | 1 | CS | 1 | Standard
9664 | 4095 | 1001319208 | SY53530 | -33.8757 | 151.2088 | 1 | CS | 2 | Standard
9665 | 4108 | 1001319213 | SY53539 | -33.8758 | 151.2088 | 1 | CS | 1 | Standard
9666 | 4123 | 1001319218 | SY53547 | -33.8758 | 151.2088 | 1 | CS | 1 | Standard
9667 | 4140 | 1001319182 | SY53556 | -33.8759 | 151.209 | 1 | CS | 1 | Standard
9668 | 4134 | 1001319223 | SY53553 | -33.8759 | 151.2088 | 1 | CS | 1 | Standard
9669 | 4164 | 1001319228 | SY53572 | -33.876 | 151.2088 | 1 | CS | 1 | Standard
9670 | 4194 | 1001319187 | SY53590 | -33.8761 | 151.2089 | 1 | CS | 1 | Standard
9671 | 4212 | 1001323086 | SY53599 | -33.8762 | 151.2088 | 1 | CS | 1 | Standard
9672 | 4244 | 1001323091 | SY53621 | -33.8764 | 151.2087 | 1 | CS | 1 | Standard
9673 | 4253 | 1001333719 | SY53627 | -33.8764 | 151.2088 | 1 | CS | 1 | Standard
9674 | 4259 | 1001223829 | SY53631 | -33.8764 | 151.2089 | 1 | CS | 1 | Standard
9675 | 4277 | 1001319958 | SY53642 | -33.8765 | 151.2089 | 1 | CS | 1 | Standard
9676 | 4308 | 1001323095 | SY53663 | -33.8766 | 151.2087 | 1 | CS | 1 | Standard
9677 | 7927 | 1001223994 | SY53746 | -33.8765 | 151.2085 | 1 | CS | 1 | Standard
9678 | 897446 | 1001323115 | SY53807 | -33.8765 | 151.2084 | 1 | CS | 2 | Standard
9679 | 3961 | 1001333395 | SY53458 | -33.8751 | 151.2091 | 1 | CS | 1 | Standard
9680 | 3978 | 1001319161 | SY53470 | -33.8752 | 151.209 | 1 | CS | 2 | Standard
9681 | 3989 | 1001319168 | SY53477 | -33.8753 | 151.209 | 1 | CS | 1 | Standard
9682 | 3962 | 1001334129 | SY53459 | -33.8751 | 151.2095 | 1 | CS | 1 | Standard
9683 | 3979 | 1001334133 | SY53471 | -33.8752 | 151.2095 | 1 | CS | 2 | Standard
9684 | 3985 | 1001334137 | SY53473 | -33.8752 | 151.2095 | 1 | CS | 1 | Standard
9685 | 3998 | 1001334140 | SY53482 | -33.8753 | 151.2095 | 1 | CS | 1 | Standard
9686 | 4004 | 1001334145 | SY53484 | -33.8753 | 151.2095 | 1 | CS | 1 | Standard
9687 | 4041 | 1001334149 | SY53497 | -33.8755 | 151.2095 | 1 | CS | 1 | Standard
9688 | 4090 | 1001334097 | SY53527 | -33.8757 | 151.2095 | 1 | CS | 1 | Standard
9689 | 4086 | 1001334093 | SY53525 | -33.8756 | 151.2095 | 1 | CS | 1 | Standard
9690 | 4036 | 1001319172 | SY53495 | -33.8754 | 151.209 | 1 | CS | 1 | Standard
9691 | 4069 | 1001319197 | SY53515 | -33.8756 | 151.209 | 1 | CS | 1 | Standard
9692 | 4115 | 1001319176 | SY53542 | -33.8757 | 151.209 | 1 | CS | 2 | Standard
9693 | 4104 | 1001334101 | SY53536 | -33.8757 | 151.2094 | 1 | CS | 1 | Standard
9694 | 4121 | 1001334105 | SY53545 | -33.8758 | 151.2094 | 1 | CS | 1 | Standard
9695 | 4156 | 1001334109 | SY53566 | -33.8759 | 151.2094 | 1 | CS | 2 | Standard
9696 | 4189 | 1001319929 | SY53586 | -33.8761 | 151.2094 | 1 | CS | 2 | Standard
9697 | 4228 | 1001319934 | SY53609 | -33.8763 | 151.2094 | 1 | CS | 1 | Standard
9698 | 4243 | 1001319939 | SY53620 | -33.8763 | 151.2094 | 1 | CS | 1 | Standard
9699 | 4300 | 1001319943 | SY53656 | -33.8766 | 151.2093 | 1 | CS | 2 | Standard
9700 | 4328 | 1001319963 | SY53679 | -33.8767 | 151.2089 | 1 | CS | 2 | Standard
9701 | 4315 | 1001319948 | SY53668 | -33.8766 | 151.2093 | 1 | CS | 1 | Standard
9702 | 4357 | 1001319953 | SY53702 | -33.8768 | 151.2093 | 1 | CS | 1 | Standard
9703 | 4365 | 1001333315 | SY53709 | -33.8768 | 151.2094 | 1 | CS | 1 | Standard
9704 | 4340 | 1001323105 | SY53689 | -33.8767 | 151.2089 | 1 | CS | 2 | Standard
9705 | 4345 | 1001327338 | SY53692 | -33.8767 | 151.2089 | 1 | CS | 1 | Standard
9706 | 4359 | 1001333303 | SY53704 | -33.8768 | 151.209 | 1 | CS | 1 | Standard
9707 | 4349 | 1001323110 | SY53696 | -33.8768 | 151.209 | 1 | CS | 1 | Standard
9708 | 4374 | 1001319968 | SY53714 | -33.8769 | 151.2088 | 1 | CS | 1 | Standard
9709 | 4356 | 1001333299 | SY53701 | -33.8768 | 151.2098 | 1 | CS | 1 | Standard
9710 | 4390 | 1001327353 | SY53720 | -33.8769 | 151.2096 | 1 | CS | 2 | Standard
9711 | 4411 | 1001327421 | SY53737 | -33.877 | 151.2096 | 1 | CS | 1 | Standard
9712 | 4439 | 1001327999 | SY54461 | -33.8771 | 151.2096 | 1 | CS | 1 | Standard
9713 | 4387 | 1001323044 | SY53718 | -33.8769 | 151.2097 | 1 | CS | 1 | Standard
9714 | 4392 | 1001323048 | SY53722 | -33.877 | 151.2098 | 1 | CS | 1 | Standard
9715 | 7516 | 1001333374 | SY55124 | -33.8774 | 151.2097 | 1 | CS | 1 | Standard
9716 | 4463 | 1001329004 | SY54472 | -33.8772 | 151.2095 | 1 | CS | 1 | Standard
9717 | 4491 | 1001327005 | SY54484 | -33.8774 | 151.2095 | 1 | CS | 1 | Standard
9718 | 4423 | 1001319973 | SY54451 | -33.8771 | 151.2088 | 1 | CS | 1 | Standard
9719 | 4388 | 1001327348 | SY53719 | -33.877 | 151.2093 | 1 | CS | 1 | Standard
9720 | 4432 | 1001329024 | SY54457 | -33.8771 | 151.2093 | 1 | CS | 1 | Standard
9721 | 4360 | 1001333307 | SY53705 | -33.8768 | 151.2103 | 1 | CS | 2 | Standard
9722 | 4361 | 1001333311 | SY53706 | -33.8768 | 151.2104 | 1 | CS | 1 | Standard
9723 | 4394 | 1001329724 | SY53724 | -33.877 | 151.2105 | 1 | CS | 1 | Standard
9724 | 4391 | 1001329719 | SY53721 | -33.877 | 151.2105 | 1 | CS | 1 | Standard
9725 | 4398 | 1001323058 | SY53728 | -33.877 | 151.2104 | 1 | CS | 1 | Standard
9726 | 4403 | 1001323062 | SY53731 | -33.877 | 151.2103 | 1 | CS | 1 | Standard
9727 | 4396 | 1001323053 | SY53726 | -33.877 | 151.2102 | 1 | CS | 1 | Standard
9728 | 4435 | 1001325961 | SY54458 | -33.8771 | 151.2103 | 1 | CS | 1 | Standard
9729 | 4458 | 1001333319 | SY54470 | -33.8772 | 151.2102 | 1 | CS | 1 | Standard
9730 | 4470 | 1001329009 | SY54476 | -33.8773 | 151.2103 | 1 | CS | 1 | Standard
9731 | 4489 | 1001325966 | SY54483 | -33.8773 | 151.2103 | 1 | CS | 1 | Standard
9732 | 4497 | 1001325413 | SY54486 | -33.8774 | 151.21 | 1 | CS | 1 | Standard
9733 | 4526 | 1001325418 | SY54500 | -33.8775 | 151.2103 | 1 | CS | 1 | Standard
9734 | 4537 | 1001329019 | SY54507 | -33.8775 | 151.2102 | 1 | CS | 1 | Standard
9735 | 4565 | 1001329326 | SY54524 | -33.8776 | 151.2102 | 1 | CS | 1 | Standard
9736 | 2653692 | 1001638181 | SY27356 | -33.8777 | 151.2101 | 1 | CS | 2 | Standard
9737 | 4527 | 1001329784 | SY54501 | -33.8775 | 151.2106 | 1 | CS | 1 | Standard
9738 | 4559 | 1001329794 | SY54518 | -33.8776 | 151.2106 | 1 | CS | 1 | Standard
9739 | 4683 | 1001323695 | SY54596 | -33.8781 | 151.2106 | 1 | CS | 1 | Standard
9740 | 4607 | 1001325427 | SY54549 | -33.8778 | 151.2102 | 1 | CS | 1 | Standard
9741 | 4629 | 1001325971 | SY54558 | -33.8779 | 151.2102 | 1 | CS | 1 | Standard
9742 | 4652 | 1001329333 | SY54574 | -33.878 | 151.2102 | 1 | CS | 1 | Standard
9743 | 4694 | 1001329299 | SY54606 | -33.8781 | 151.2101 | 1 | CS | 1 | Standard
9744 | 4507 | 1001327010 | SY54492 | -33.8774 | 151.2095 | 1 | CS | 1 | Standard
9745 | 4550 | 1001327015 | SY54514 | -33.8776 | 151.2095 | 1 | CS | 1 | Standard
9746 | 4585 | 1001327020 | SY54536 | -33.8778 | 151.2095 | 1 | CS | 2 | Standard
9747 | 4608 | 1001327025 | SY54550 | -33.8778 | 151.2095 | 1 | CS | 1 | Standard
9748 | 4636 | 1001327028 | SY54562 | -33.8779 | 151.2095 | 1 | CS | 1 | Standard
9749 | 4659 | 1001329339 | SY54580 | -33.878 | 151.2092 | 1 | CS | 1 | Standard
9750 | 4727 | 1001327000 | SY54629 | -33.8783 | 151.2091 | 1 | CS | 1 | Standard
9751 | 4322 | 1001325795 | SY53674 | -33.8766 | 151.2083 | 1 | CS | 2 | Standard
9752 | 4336 | 1001323100 | SY53686 | -33.8767 | 151.2087 | 1 | CS | 1 | Standard
9753 | 4332 | 1001321053 | SY53683 | -33.8767 | 151.2087 | 1 | CS | 1 | Standard
9754 | 4334 | 1001325807 | SY53684 | -33.8767 | 151.2086 | 1 | CS | 1 | Standard
9755 | 4330 | 1001325799 | SY53681 | -33.8767 | 151.2085 | 1 | CS | 2 | Standard
9756 | 4335 | 1001327332 | SY53685 | -33.8767 | 151.2085 | 1 | CS | 1 | Standard
9757 | 4331 | 1001325803 | SY53682 | -33.8767 | 151.2085 | 1 | CS | 2 | Standard
9758 | 4323 | 1001327381 | SY53675 | -33.8766 | 151.2087 | 1 | CS | 2 | Standard
9759 | 4346 | 1001333723 | SY53693 | -33.8768 | 151.2088 | 1 | CS | 1 | Standard
9760 | 4364 | 1001319002 | SY53708 | -33.8768 | 151.2085 | 1 | CS | 2 | Standard
9761 | 4367 | 1001319007 | SY53710 | -33.8768 | 151.2087 | 1 | CS | 1 | Standard
9762 | 4419 | 1001319016 | SY54448 | -33.877 | 151.2086 | 1 | CS | 1 | Standard
9763 | 4437 | 1001321058 | SY54459 | -33.8771 | 151.2086 | 1 | CS | 1 | Standard
9764 | 4428 | 1001319026 | SY54455 | -33.8771 | 151.2087 | 1 | CS | 1 | Standard
9765 | 4421 | 1001332892 | SY54449 | -33.877 | 151.2088 | 1 | CS | 2 | Standard
9766 | 2954274 | 1001786888 | SY27661 | -33.8771 | 151.2088 | 1 | CS | 2 | Standard
9767 | 4499 | 1001321070 | SY54488 | -33.8774 | 151.2088 | 1 | CS | 1 | Standard
9768 | 4448 | 1001333727 | SY54464 | -33.8772 | 151.2087 | 1 | CS | 1 | Standard
9769 | 4488 | 1001321065 | SY54482 | -33.8773 | 151.2086 | 1 | CS | 1 | Standard
9770 | 4510 | 1001332896 | SY54494 | -33.8774 | 151.2087 | 1 | CS | 2 | Standard
9771 | 4518 | 1001321075 | SY54497 | -33.8774 | 151.2088 | 1 | CS | 1 | Standard
9772 | 4532 | 1001321080 | SY54505 | -33.8775 | 151.2088 | 1 | CS | 2 | Standard
9773 | 4567 | 1001321085 | SY54526 | -33.8777 | 151.2088 | 1 | CS | 1 | Standard
9774 | 1232379 | 1001333047 | SY56351 | -33.8777 | 151.2087 | 1 | CS | 2 | Standard
9775 | 4560 | 1001329173 | SY54519 | -33.8776 | 151.2086 | 1 | CS | 1 | Standard
9776 | 4644 | 1001321090 | SY54568 | -33.878 | 151.2087 | 1 | CS | 1 | Standard
9777 | 4641 | 1001329330 | SY54566 | -33.8779 | 151.2086 | 1 | CS | 1 | Standard
9778 | 4724 | 1001333731 | SY54626 | -33.8783 | 151.2086 | 1 | CS | 2 | Standard
9779 | 4684 | 1001329321 | SY54597 | -33.8781 | 151.2086 | 1 | CS | 1 | Standard
9780 | 4701 | 1001327957 | SY54610 | -33.8782 | 151.2085 | 1 | CS | 1 | Standard
9781 | 4689 | 1001332900 | SY54601 | -33.8781 | 151.2086 | 1 | CS | 1 | Standard
9782 | 4708 | 1001321095 | SY54614 | -33.8782 | 151.2087 | 1 | CS | 1 | Standard
9783 | 4732 | 1001333338 | SY54633 | -33.8783 | 151.2086 | 1 | CS | 1 | Standard
9784 | 4722 | 1001333334 | SY54624 | -33.8783 | 151.2085 | 1 | CS | 1 | Standard
9785 | 4698 | 1001329304 | SY54608 | -33.8781 | 151.2084 | 1 | CS | 1 | Standard
9786 | 4721 | 1001333330 | SY54623 | -33.8783 | 151.2085 | 1 | CS | 1 | Standard
9787 | 3714 | 1001327865 | SY53967 | -33.8739 | 151.2169 | 1 | CS | 1 | Standard
9788 | 3721 | 1001327889 | SY53969 | -33.8739 | 151.2173 | 1 | CS | 1 | Standard
9789 | 3781 | 1001327894 | SY53981 | -33.8743 | 151.2172 | 1 | CS | 1 | Standard
9790 | 3908 | 1001327899 | SY53988 | -33.8748 | 151.2171 | 1 | CS | 1 | Standard
9791 | 3903 | 1001327860 | SY53987 | -33.8748 | 151.217 | 1 | CS | 1 | Standard
9792 | 3896 | 1001327855 | SY53986 | -33.8747 | 151.2167 | 1 | CS | 2 | Standard
9793 | 3744 | 1001327830 | SY53973 | -33.8741 | 151.2155 | 1 | CS | 2 | Standard
9794 | 3799 | 1001327840 | SY53982 | -33.8743 | 151.2154 | 1 | CS | 1 | Standard
9795 | 3864 | 1001327850 | SY53985 | -33.8746 | 151.216 | 1 | CS | 1 | Standard
9796 | 3843 | 1001327845 | SY53984 | -33.8745 | 151.2154 | 1 | CS | 3 | Standard
9797 | 3774 | 1001331528 | SY53979 | -33.8742 | 151.2148 | 1 | CS | 1 | Standard
9798 | 3659 | 1001327944 | SY53964 | -33.8736 | 151.2194 | 1 | CS | 1 | Standard
9799 | 3777 | 1001327948 | SY53980 | -33.8742 | 151.2192 | 1 | CS | 1 | Standard
9800 | 3930 | 1001327909 | SY53993 | -33.8749 | 151.218 | 1 | CS | 2 | Standard
9801 | 3938 | 1001327914 | SY53995 | -33.8749 | 151.2181 | 1 | CS | 1 | Standard
9802 | 3950 | 1001333533 | SY53998 | -33.875 | 151.2179 | 1 | CS | 1 | Standard
9803 | 3953 | 1001327919 | SY53999 | -33.875 | 151.2181 | 1 | CS | 1 | Standard
9804 | 3940 | 1001327992 | SY53996 | -33.875 | 151.2182 | 1 | CS | 2 | Standard
9805 | 3995 | 1001329507 | SY54004 | -33.8753 | 151.2178 | 1 | CS | 1 | Standard
9806 | 3922 | 1001327954 | SY53991 | -33.8749 | 151.2191 | 1 | CS | 1 | Standard
9807 | 3934 | 1001327958 | SY53994 | -33.8749 | 151.2191 | 1 | CS | 1 | Standard
9808 | 3947 | 1001332351 | SY53997 | -33.875 | 151.2195 | 1 | Not CS | 0 | Standard
9809 | 3983 | 1001327757 | SY54003 | -33.8752 | 151.2198 | 1 | CS | 1 | Standard
9810 | 3964 | 1001327924 | SY54001 | -33.8751 | 151.2191 | 1 | CS | 1 | Standard
9811 | 3959 | 1001327963 | SY54000 | -33.8751 | 151.219 | 1 | CS | 2 | Standard
9812 | 3967 | 1001327929 | SY54002 | -33.8751 | 151.2192 | 1 | CS | 1 | Standard
9813 | 4066 | 1001327870 | SY54008 | -33.8756 | 151.2178 | 1 | CS | 1 | Standard
9814 | 3993 | 1001327772 | SY54035 | -33.8753 | 151.2208 | 1 | CS | 2 | Standard
9815 | 4014 | 1001327762 | SY54039 | -33.8753 | 151.2206 | 1 | CS | 1 | Standard
9816 | 4002 | 1001327777 | SY54037 | -33.8753 | 151.2217 | 1 | CS | 1 | Standard
9817 | 4044 | 1001327792 | SY54044 | -33.8754 | 151.2213 | 1 | CS | 1 | Standard
9818 | 4087 | 1001329785 | SY54049 | -33.8756 | 151.2212 | 1 | CS | 1 | Standard
9819 | 4102 | 1001327810 | SY54052 | -33.8757 | 151.2217 | 1 | CS | 2 | Standard
9820 | 4026 | 1001327767 | SY54041 | -33.8754 | 151.2208 | 1 | CS | 1 | Standard
9821 | 3921 | 1001327904 | SY53990 | -33.8749 | 151.2175 | 1 | CS | 2 | Standard
9822 | 4148 | 1001329512 | SY54009 | -33.8759 | 151.2177 | 1 | CS | 1 | Standard
9823 | 4204 | 1001327875 | SY54010 | -33.8762 | 151.2177 | 1 | CS | 1 | Standard
9824 | 4307 | 1001329488 | SY54013 | -33.8766 | 151.2176 | 1 | CS | 1 | Standard
9825 | 4379 | 1001327880 | SY54015 | -33.8769 | 151.2175 | 1 | CS | 1 | Standard
9826 | 4460 | 1001334263 | SY55303 | -33.8772 | 151.2174 | 1 | CS | 1 | Standard
9827 | 4597 | 1001327885 | SY55319 | -33.8778 | 151.2179 | 1 | CS | 2 | Standard
9828 | 4554 | 1001331499 | SY55315 | -33.8776 | 151.2174 | 1 | CS | 1 | Standard
9829 | 4574 | 1001323755 | SY55317 | -33.8777 | 151.2174 | 1 | CS | 2 | Standard
9830 | 4653 | 1001323760 | SY55322 | -33.878 | 151.2173 | 1 | CS | 2 | Standard
9831 | 4623 | 1001334273 | SY55320 | -33.8779 | 151.2173 | 1 | Not CS | 0 | Standard
9832 | 4546 | 1001323750 | SY55314 | -33.8775 | 151.2166 | 1 | CS | 1 | Standard
9833 | 4512 | 1001323745 | SY55310 | -33.8774 | 151.2157 | 1 | CS | 1 | Standard
9834 | 4478 | 1001323740 | SY55305 | -33.8773 | 151.2149 | 1 | CS | 1 | Standard
9835 | 4840 | 1001323765 | SY55331 | -33.8787 | 151.2144 | 1 | CS | 1 | Standard
9836 | 4962 | 1001223944 | SY55338 | -33.8792 | 151.2149 | 1 | CS | 1 | Standard
9837 | 4682 | 1001323424 | SY55324 | -33.8781 | 151.2179 | 1 | CS | 1 | Standard
9838 | 4861 | 1001323434 | SY55332 | -33.8788 | 151.2178 | 1 | CS | 1 | Standard
9839 | 4794 | 1001223939 | SY55329 | -33.8785 | 151.2172 | 1 | Not CS | 0 | Standard
9840 | 4830 | 1001323429 | SY55330 | -33.8787 | 151.2172 | 1 | CS | 3 | Standard
9841 | 4964 | 1001223949 | SY55339 | -33.8792 | 151.217 | 1 | Not CS | 0 | Standard
9842 | 5047 | 1001323439 | SY55341 | -33.8795 | 151.217 | 1 | CS | 2 | Standard
9843 | 5143 | 1001223904 | SY55352 | -33.8798 | 151.2169 | 1 | Not CS | 0 | Standard
9844 | 5158 | 1001323485 | SY55356 | -33.8799 | 151.2166 | 1 | CS | 1 | Standard
9845 | 5304 | 1001329006 | SY55374 | -33.8807 | 151.2173 | 1 | CS | 1 | Standard
9846 | 5193 | 1001327293 | SY55358 | -33.8801 | 151.2168 | 1 | CS | 1 | Standard
9847 | 5220 | 1001327887 | SY55364 | -33.8802 | 151.2168 | 1 | CS | 1 | Standard
9848 | 5207 | 1001323506 | SY55361 | -33.8801 | 151.2171 | 1 | CS | 1 | Standard
9849 | 5213 | 1001327882 | SY55363 | -33.8802 | 151.217 | 1 | CS | 2 | Standard
9850 | 5194 | 1001323495 | SY55359 | -33.8801 | 151.2169 | 1 | CS | 2 | Standard
9851 | 5212 | 1001327997 | SY55362 | -33.8802 | 151.2172 | 1 | CS | 2 | Standard
9852 | 5226 | 1001327892 | SY55365 | -33.8802 | 151.217 | 1 | CS | 1 | Standard
9853 | 5274 | 1001329001 | SY55367 | -33.8805 | 151.2172 | 1 | CS | 1 | Standard
9854 | 5290 | 1001327897 | SY55369 | -33.8806 | 151.2167 | 1 | CS | 1 | Standard
9855 | 5284 | 1001223914 | SY55368 | -33.8806 | 151.2166 | 1 | CS | 1 | Standard
9856 | 5301 | 1001327902 | SY55373 | -33.8807 | 151.2167 | 1 | CS | 1 | Standard
9857 | 5296 | 1001323511 | SY55371 | -33.8807 | 151.2168 | 1 | CS | 2 | Standard
9858 | 5325 | 1001325804 | SY55375 | -33.8808 | 151.2167 | 1 | CS | 1 | Standard
9859 | 5062 | 1001323445 | SY55343 | -33.8795 | 151.2153 | 1 | CS | 1 | Standard
9860 | 5148 | 1001323475 | SY55354 | -33.8799 | 151.2152 | 1 | CS | 1 | Standard
9861 | 5145 | 1001323470 | SY55353 | -33.8798 | 151.2143 | 1 | CS | 2 | Standard
9862 | 5181 | 1001323490 | SY55357 | -33.88 | 151.2147 | 1 | CS | 1 | Standard
9863 | 5085 | 1001323450 | SY55345 | -33.8796 | 151.2162 | 1 | CS | 1 | Standard
9864 | 5116 | 1001323460 | SY55349 | -33.8797 | 151.216 | 1 | CS | 1 | Standard
9865 | 5096 | 1001323455 | SY55346 | -33.8796 | 151.2155 | 1 | CS | 1 | Standard
9866 | 5155 | 1001323481 | SY55355 | -33.8799 | 151.2158 | 1 | CS | 2 | Standard
9867 | 5198 | 1001323501 | SY55360 | -33.8801 | 151.2151 | 1 | CS | 1 | Standard
9868 | 2615046 | 1001323820 | SY55376 | -33.8809 | 151.2148 | 1 | CS | 1 | Standard
9869 | 4733 | 1001329046 | SY55405 | -33.8783 | 151.2212 | 1 | CS | 1 | Standard
9870 | 5421 | 1001329036 | SY55389 | -33.8814 | 151.2189 | 1 | CS | 1 | Standard
9871 | 5383 | 1001329026 | SY55384 | -33.8812 | 151.2185 | 1 | CS | 1 | Standard
9872 | 5398 | 1001223982 | SY55386 | -33.8812 | 151.2184 | 1 | CS | 1 | Standard
9873 | 5485 | 1001223986 | SY55398 | -33.8819 | 151.2198 | 1 | CS | 3 | Unknown
9874 | 5442 | 1001329041 | SY55394 | -33.8816 | 151.2192 | 1 | CS | 1 | Standard
9875 | 5486 | 1001223954 | SY55410 | -33.8819 | 151.2212 | 1 | CS | 2 | Unknown
9876 | 5521 | 1001223959 | SY55411 | -33.8824 | 151.2202 | 1 | CS | 1 | Unknown
9877 | 5527 | 1001223962 | SY55412 | -33.8824 | 151.2203 | 1 | CS | 1 | Unknown
9878 | 5558 | 1001223875 | SY55438 | -33.8828 | 151.2206 | 1 | CS | 1 | Unknown
9879 | 5570 | 1001223880 | SY55439 | -33.8829 | 151.2207 | 1 | CS | 1 | Unknown
9880 | 5613 | 1001223849 | SY55444 | -33.8837 | 151.222 | 1 | CS | 1 | Unknown
9881 | 5604 | 1001223894 | SY55443 | -33.8835 | 151.2216 | 1 | CS | 1 | Unknown
9882 | 5587 | 1001223885 | SY55441 | -33.8832 | 151.221 | 1 | CS | 1 | Unknown
9883 | 5596 | 1001223890 | SY55442 | -33.8834 | 151.2213 | 1 | CS | 1 | Unknown
9884 | 5362 | 1001329016 | SY55381 | -33.8811 | 151.2155 | 1 | CS | 1 | Standard
9885 | 5382 | 1001329021 | SY55383 | -33.8812 | 151.2163 | 1 | CS | 1 | Standard
9886 | 5364 | 1001323636 | SY55382 | -33.8811 | 151.2167 | 1 | CS | 2 | Standard
9887 | 5397 | 1001329031 | SY55385 | -33.8812 | 151.2166 | 1 | CS | 1 | Standard
9888 | 468058 | 1001333068 | SY55404 | -33.8811 | 151.2166 | 1 | Not CS | 0 | Standard
9889 | 5340 | 1001329011 | SY55377 | -33.8809 | 151.2178 | 1 | CS | 1 | Standard
9890 | 5349 | 1001223977 | SY55379 | -33.8809 | 151.2177 | 1 | CS | 1 | Standard
9891 | 4758 | 1001329378 | SY54654 | -33.8784 | 151.2087 | 1 | CS | 1 | Standard
9892 | 4736 | 1001332912 | SY54635 | -33.8783 | 151.2085 | 1 | CS | 1 | Standard
9893 | 4760 | 1001327952 | SY54656 | -33.8784 | 151.2085 | 1 | CS | 1 | Standard
9894 | 4767 | 1001329382 | SY54663 | -33.8784 | 151.209 | 1 | CS | 2 | Standard
9895 | 4796 | 1001329373 | SY54685 | -33.8786 | 151.2086 | 1 | CS | 2 | Standard
9896 | 4798 | 1001329348 | SY54687 | -33.8786 | 151.2086 | 1 | CS | 1 | Standard
9897 | 4800 | 1001332916 | SY54689 | -33.8786 | 151.2085 | 1 | CS | 2 | Standard
9898 | 4838 | 1001319627 | SY54716 | -33.8787 | 151.2085 | 1 | CS | 2 | Standard
9899 | 4893 | 1001323159 | SY54746 | -33.8789 | 151.2084 | 1 | CS | 2 | Standard
9900 | 4904 | 1001323163 | SY54750 | -33.879 | 151.2084 | 1 | CS | 1 | Standard
9901 | 4878 | 1001333733 | SY54738 | -33.8789 | 151.2085 | 1 | CS | 1 | Standard
9902 | 2477648 | 1001329178 | SY54795 | -33.8793 | 151.2086 | 1 | CS | 1 | Standard
9903 | 2499117 | 1001632115 | SY27323 | -33.8794 | 151.2091 | 1 | CS | 2 | Standard
9904 | 5035 | 1001333439 | SY54833 | -33.8794 | 151.209 | 1 | CS | 2 | Standard
9905 | 2477647 | 1001329188 | SY54813 | -33.8793 | 151.2086 | 1 | CS | 2 | Standard
9906 | 5028 | 1001323192 | SY54826 | -33.8794 | 151.2086 | 1 | CS | 2 | Standard
9907 | 4984 | 1001323173 | SY54793 | -33.8793 | 151.2084 | 1 | CS | 1 | Standard
9908 | 4971 | 1001323168 | SY54785 | -33.8792 | 151.2084 | 1 | CS | 1 | Standard
9909 | 5005 | 1001323177 | SY54809 | -33.8793 | 151.2084 | 1 | CS | 1 | Standard
9910 | 5019 | 1001323182 | SY54818 | -33.8794 | 151.2084 | 1 | CS | 2 | Standard
9911 | 5059 | 1001323202 | SY54853 | -33.8795 | 151.2084 | 1 | CS | 1 | Standard
9912 | 4753 | 1001325980 | SY54650 | -33.8783 | 151.2097 | 1 | CS | 1 | Standard
9913 | 4751 | 1001325976 | SY54648 | -33.8783 | 151.2096 | 1 | CS | 1 | Standard
9914 | 4744 | 1001325956 | SY54642 | -33.8783 | 151.2095 | 1 | CS | 1 | Standard
9915 | 4756 | 1001325986 | SY54653 | -33.8784 | 151.2098 | 1 | CS | 1 | Standard
9916 | 4761 | 1001325990 | SY54657 | -33.8784 | 151.21 | 1 | CS | 1 | Standard
9917 | 4788 | 1001323404 | SY54680 | -33.8785 | 151.2098 | 1 | CS | 1 | Standard
9918 | 4775 | 1001333354 | SY54669 | -33.8785 | 151.2096 | 1 | CS | 1 | Standard
9919 | 4802 | 1001327044 | SY54691 | -33.8786 | 151.2095 | 1 | CS | 1 | Standard
9920 | 4754 | 1001333342 | SY54651 | -33.8784 | 151.2091 | 1 | CS | 1 | Standard
9921 | 4740 | 1001327035 | SY54638 | -33.8783 | 151.2094 | 1 | CS | 1 | Standard
9922 | 4765 | 1001323400 | SY54661 | -33.8784 | 151.2093 | 1 | CS | 1 | Standard
9923 | 4792 | 1001327039 | SY54683 | -33.8785 | 151.2094 | 1 | CS | 2 | Standard
9924 | 4759 | 1001333346 | SY54655 | -33.8784 | 151.2091 | 1 | CS | 2 | Standard
9925 | 4778 | 1001329400 | SY54671 | -33.8785 | 151.2092 | 1 | CS | 1 | Standard
9926 | 4731 | 1001329779 | SY54632 | -33.8783 | 151.211 | 1 | CS | 1 | Standard
9927 | 4748 | 1001329739 | SY54645 | -33.8783 | 151.2109 | 1 | CS | 1 | Standard
9928 | 4776 | 1001329744 | SY54670 | -33.8785 | 151.2107 | 1 | CS | 2 | Standard
9929 | 4783 | 1001329749 | SY54676 | -33.8785 | 151.2106 | 1 | CS | 1 | Standard
9930 | 4779 | 1001323123 | SY54672 | -33.8785 | 151.2106 | 1 | CS | 1 | Standard
9931 | 4774 | 1001329393 | SY54668 | -33.8784 | 151.2104 | 1 | CS | 1 | Standard
9932 | 4804 | 1001323700 | SY54692 | -33.8786 | 151.2103 | 1 | CS | 1 | Standard
9933 | 4791 | 1001323964 | SY54682 | -33.8785 | 151.2101 | 1 | CS | 1 | Standard
9934 | 4763 | 1001325995 | SY54659 | -33.8784 | 151.2101 | 1 | CS | 1 | Standard
9935 | 4814 | 1001329353 | SY54700 | -33.8786 | 151.2103 | 1 | CS | 1 | Standard
9936 | 4831 | 1001329363 | SY54711 | -33.8787 | 151.2104 | 1 | CS | 1 | Standard
9937 | 4844 | 1001323128 | SY54719 | -33.8787 | 151.2103 | 1 | CS | 1 | Standard
9938 | 4871 | 1001323133 | SY54734 | -33.8788 | 151.2102 | 1 | CS | 1 | Standard
9939 | 4895 | 1001323138 | SY54747 | -33.8789 | 151.2101 | 1 | CS | 1 | Standard
9940 | 4914 | 1001323142 | SY54755 | -33.879 | 151.21 | 1 | CS | 1 | Standard
9941 | 4806 | 1001333358 | SY54694 | -33.8786 | 151.2107 | 1 | CS | 1 | Standard
9942 | 4811 | 1001333366 | SY54697 | -33.8786 | 151.2106 | 1 | CS | 1 | Standard
9943 | 4813 | 1001333369 | SY54699 | -33.8786 | 151.211 | 1 | CS | 1 | Standard
9944 | 4834 | 1001325591 | SY54714 | -33.8787 | 151.211 | 1 | CS | 1 | Standard
9945 | 4808 | 1001333362 | SY54695 | -33.8786 | 151.2109 | 1 | CS | 2 | Standard
9946 | 4839 | 1001325596 | SY54717 | -33.8787 | 151.2109 | 1 | CS | 2 | Standard
9947 | 4876 | 1001325535 | SY54737 | -33.8788 | 151.211 | 1 | CS | 1 | Standard
9948 | 4872 | 1001325504 | SY54735 | -33.8788 | 151.2107 | 1 | CS | 1 | Standard
9949 | 4886 | 1001329225 | SY54742 | -33.8789 | 151.2106 | 1 | CS | 1 | Standard
9950 | 4907 | 1001325509 | SY54751 | -33.879 | 151.2106 | 1 | CS | 1 | Standard
9951 | 4944 | 1001325514 | SY54768 | -33.8791 | 151.2106 | 1 | CS | 1 | Standard
9952 | 4908 | 1001325540 | SY54752 | -33.879 | 151.211 | 1 | CS | 1 | Standard
9953 | 4952 | 1001325602 | SY54775 | -33.8792 | 151.2109 | 1 | CS | 1 | Standard
9954 | 4980 | 1001325444 | SY54791 | -33.8792 | 151.2109 | 1 | CS | 1 | Standard
9955 | 4988 | 1001325545 | SY54797 | -33.8792 | 151.211 | 1 | CS | 1 | Standard
9956 | 4998 | 1001325519 | SY54805 | -33.8793 | 151.2106 | 1 | CS | 1 | Standard
9957 | 4958 | 1001325474 | SY54778 | -33.8792 | 151.2102 | 1 | CS | 1 | Standard
9958 | 4916 | 1001325469 | SY54756 | -33.879 | 151.2104 | 1 | CS | 1 | Standard
9959 | 104988196 | 1001901134 | SY28543 | -33.8794 | 151.2095 | 1 | CS | 3 | Joint Room
9960 | 4888 | 1001323067 | SY54743 | -33.8789 | 151.2093 | 1 | CS | 1 | Standard
9961 | 2207146 | 1001615116 | SY27232 | -33.8792 | 151.2098 | 1 | CS | 1 | Standard
9962 | 2834043 | 1001820948 | SY28013 | -33.8792 | 151.2097 | 1 | CS | 1 | Standard
9963 | 81263055 | 1001821075 | SY28016 | -33.8792 | 151.2098 | 1 | CS | 2 | Standard
9964 | 4974 | 1001323155 | SY54787 | -33.8792 | 151.2097 | 1 | CS | 1 | Standard
9965 | 4940 | 1001323151 | SY54765 | -33.8791 | 151.2099 | 1 | CS | 1 | Standard
9966 | 5030 | 1001325479 | SY54828 | -33.8794 | 151.2099 | 1 | CS | 1 | Standard
9967 | 5037 | 1001333443 | SY54834 | -33.8794 | 151.2095 | 1 | CS | 1 | Standard
9968 | 4943 | 1001323073 | SY54767 | -33.8791 | 151.2093 | 1 | CS | 1 | Standard
9969 | 5006 | 1001323078 | SY54810 | -33.8793 | 151.2093 | 1 | CS | 2 | Standard
9970 | 5027 | 1001323187 | SY54825 | -33.8794 | 151.2094 | 1 | CS | 1 | Standard
9971 | 5055 | 1001333447 | SY54849 | -33.8795 | 151.2093 | 1 | CS | 1 | Standard
9972 | 5050 | 1001323197 | SY54845 | -33.8795 | 151.2093 | 1 | CS | 2 | Standard
9973 | 2147002 | 1001682836 | SY27382 | -33.8795 | 151.2091 | 1 | CS | 2 | Standard
9974 | 5113 | 1001323234 | SY54890 | -33.8797 | 151.2095 | 1 | CS | 1 | Standard
9975 | 5128 | 1001323239 | SY54900 | -33.8798 | 151.2094 | 1 | CS | 1 | Standard
9976 | 5115 | 1001333455 | SY54892 | -33.8797 | 151.209 | 1 | CS | 1 | Standard
9977 | 5065 | 1001323213 | SY54857 | -33.8795 | 151.2098 | 1 | CS | 1 | Standard
9978 | 5061 | 1001323207 | SY54854 | -33.8795 | 151.2098 | 1 | CS | 1 | Standard
9979 | 5069 | 1001323218 | SY54860 | -33.8795 | 151.2097 | 1 | CS | 1 | Standard
9980 | 5075 | 1001323224 | SY54862 | -33.8795 | 151.2097 | 1 | CS | 1 | Standard
9981 | 5094 | 1001323228 | SY54878 | -33.8796 | 151.2096 | 1 | CS | 1 | Standard
9982 | 5169 | 1001323248 | SY54926 | -33.88 | 151.2097 | 1 | CS | 1 | Standard
9983 | 5154 | 1001323244 | SY54917 | -33.8799 | 151.2096 | 1 | CS | 1 | Standard
9984 | 5187 | 1001323259 | SY54939 | -33.8801 | 151.2099 | 1 | CS | 1 | Standard
9985 | 5176 | 1001325459 | SY54932 | -33.88 | 151.2101 | 1 | CS | 1 | Standard
9986 | 5205 | 1001325464 | SY54951 | -33.8801 | 151.21 | 1 | CS | 1 | Standard
9987 | 5192 | 1001331287 | SY54944 | -33.8801 | 151.2095 | 1 | CS | 1 | Standard
9988 | 5180 | 1001323254 | SY54934 | -33.88 | 151.2098 | 1 | CS | 1 | Standard
9989 | 5208 | 1001331294 | SY54953 | -33.8802 | 151.2097 | 1 | CS | 1 | Standard
9990 | 5225 | 1001331299 | SY54965 | -33.8802 | 151.2098 | 1 | CS | 1 | Standard
9991 | 5152 | 1001331277 | SY54915 | -33.8799 | 151.2092 | 1 | CS | 1 | Standard
9992 | 5165 | 1001331281 | SY54923 | -33.88 | 151.2093 | 1 | CS | 1 | Standard
9993 | 5189 | 1001323265 | SY54941 | -33.8801 | 151.2091 | 1 | CS | 1 | Standard
9994 | 5217 | 1001323270 | SY54960 | -33.8802 | 151.2091 | 1 | CS | 1 | Standard
9995 | 5078 | 1001325530 | SY54865 | -33.8796 | 151.2105 | 1 | CS | 1 | Standard
9996 | 5088 | 1001325449 | SY54873 | -33.8796 | 151.2105 | 1 | CS | 1 | Standard
9997 | 5134 | 1001325454 | SY54904 | -33.8798 | 151.2103 | 1 | CS | 1 | Standard
9998 | 5052 | 1001325525 | SY54846 | -33.8795 | 151.2106 | 1 | CS | 1 | Standard
9999 | 5079 | 1001325555 | SY54866 | -33.8796 | 151.2109 | 1 | CS | 1 | Standard
10000 | 5073 | 1001325549 | SY54861 | -33.8795 | 151.211 | 1 | CS | 1 | Standard
10001 | 5124 | 1001325560 | SY54898 | -33.8797 | 151.2109 | 1 | CS | 1 | Standard
10002 | 5153 | 1001325565 | SY54916 | -33.8799 | 151.2109 | 1 | CS | 1 | Standard
10003 | 5172 | 1001325570 | SY54929 | -33.88 | 151.2109 | 1 | CS | 1 | Standard
10004 | 5215 | 1001323606 | SY54958 | -33.8802 | 151.2108 | 1 | CS | 1 | Standard
10005 | 5211 | 1001323601 | SY54956 | -33.8802 | 151.2104 | 1 | CS | 1 | Standard
10006 | 5210 | 1001323596 | SY54955 | -33.8802 | 151.2102 | 1 | CS | 1 | Standard
10007 | 5241 | 1001325580 | SY54977 | -33.8803 | 151.2101 | 1 | CS | 1 | Standard
10008 | 5243 | 1001325586 | SY54979 | -33.8803 | 151.2104 | 1 | CS | 1 | Standard
10009 | 5245 | 1001327977 | SY54981 | -33.8804 | 151.2108 | 1 | CS | 1 | Standard
10010 | 5318 | 1001327983 | SY55019 | -33.8808 | 151.2108 | 1 | CS | 1 | Standard
10011 | 5251 | 1001323275 | SY54985 | -33.8804 | 151.209 | 1 | CS | 1 | Standard
10012 | 5276 | 1001323280 | SY55002 | -33.8805 | 151.209 | 1 | CS | 1 | Standard
10013 | 5255 | 1001331307 | SY54987 | -33.8804 | 151.2098 | 1 | CS | 1 | Standard
10014 | 5239 | 1001331303 | SY54975 | -33.8803 | 151.2099 | 1 | CS | 1 | Standard
10015 | 5240 | 1001325575 | SY54976 | -33.8803 | 151.21 | 1 | CS | 1 | Standard
10016 | 5269 | 1001323952 | SY54998 | -33.8805 | 151.2097 | 1 | CS | 1 | Standard
10017 | 5280 | 1001323956 | SY55005 | -33.8806 | 151.2096 | 1 | CS | 1 | Standard
10018 | 5310 | 1001323976 | SY55013 | -33.8807 | 151.2091 | 1 | CS | 1 | Standard
10019 | 5315 | 1001323986 | SY55016 | -33.8808 | 151.2093 | 1 | CS | 1 | Standard
10020 | 5312 | 1001323981 | SY55014 | -33.8808 | 151.2095 | 1 | CS | 1 | Standard
10021 | 5321 | 1001323991 | SY55021 | -33.8808 | 151.2095 | 1 | CS | 1 | Standard
10022 | 5087 | 1001333768 | SY54872 | -33.8796 | 151.2085 | 1 | CS | 1 | Standard
10023 | 5077 | 1001332129 | SY54864 | -33.8795 | 151.2086 | 1 | CS | 1 | Standard
10024 | 5076 | 1001332124 | SY54863 | -33.8795 | 151.2084 | 1 | CS | 1 | Standard
10025 | 5086 | 1001332134 | SY54871 | -33.8796 | 151.2084 | 1 | CS | 1 | Standard
10026 | 2228593 | 1001593491 | SY27179 | -33.8798 | 151.2085 | 1 | CS | 1 | Standard
10027 | 5097 | 1001332139 | SY54880 | -33.8797 | 151.2089 | 1 | CS | 1 | Standard
10028 | 5104 | 1001333451 | SY54885 | -33.8796 | 151.2087 | 1 | CS | 1 | Standard
10029 | 2988624 | 1001632114 | SY27324 | -33.8802 | 151.2089 | 1 | CS | 1 | Standard
10030 | 2147010 | 1001593492 | SY27180 | -33.8803 | 151.2084 | 1 | CS | 1 | Standard
10031 | 5265 | 1001325059 | SY54995 | -33.8805 | 151.2084 | 1 | CS | 1 | Standard
10032 | 2147005 | 1001632113 | SY27325 | -33.8804 | 151.2089 | 1 | CS | 1 | Standard
10033 | 5287 | 1001323285 | SY55007 | -33.8806 | 151.209 | 1 | CS | 1 | Standard
10034 | 5268 | 1001325063 | SY54997 | -33.8805 | 151.2087 | 1 | CS | 1 | Standard
10035 | 5334 | 1001334305 | SY55027 | -33.8809 | 151.2087 | 1 | CS | 1 | Standard
10036 | 5306 | 1001323961 | SY55011 | -33.8807 | 151.209 | 1 | CS | 1 | Standard
10037 | 5331 | 1001323966 | SY55025 | -33.8809 | 151.2089 | 1 | CS | 1 | Standard
10038 | 5359 | 1001323971 | SY55040 | -33.881 | 151.2089 | 1 | CS | 1 | Standard
10039 | 5377 | 1001323414 | SY55049 | -33.8812 | 151.2089 | 1 | CS | 1 | Standard
10040 | 4725 | 1001327728 | SY54627 | -33.8782 | 151.2115 | 1 | CS | 1 | Standard
10041 | 4738 | 1001325414 | SY54637 | -33.8783 | 151.2114 | 1 | CS | 1 | Standard
10042 | 4716 | 1001323953 | SY54619 | -33.8782 | 151.2118 | 1 | CS | 1 | Standard
10043 | 4746 | 1001325484 | SY54643 | -33.8783 | 151.2117 | 1 | CS | 1 | Standard
10044 | 4752 | 1001325419 | SY54649 | -33.8783 | 151.2114 | 1 | CS | 1 | Standard
10045 | 4766 | 1001325424 | SY54662 | -33.8784 | 151.2112 | 1 | CS | 1 | Standard
10046 | 4787 | 1001325429 | SY54679 | -33.8785 | 151.2111 | 1 | CS | 1 | Standard
10047 | 4799 | 1001325434 | SY54688 | -33.8785 | 151.2111 | 1 | CS | 1 | Standard
10048 | 4815 | 1001329358 | SY54701 | -33.8786 | 151.2118 | 1 | CS | 1 | Standard
10049 | 403640 | 1001323835 | SY55401 | -33.8791 | 151.2125 | 1 | CS | 1 | Standard
10050 | 403641 | 1001325068 | SY55402 | -33.8791 | 151.2124 | 1 | CS | 1 | Standard
10051 | 4982 | 1001323790 | SY55340 | -33.8792 | 151.2128 | 1 | CS | 1 | Standard
10052 | 4957 | 1001323785 | SY55337 | -33.8792 | 151.2126 | 1 | CS | 1 | Standard
10053 | 4896 | 1001323705 | SY55335 | -33.8789 | 151.2121 | 1 | CS | 1 | Standard
10054 | 4837 | 1001329290 | SY54715 | -33.8787 | 151.2112 | 1 | CS | 1 | Standard
10055 | 4812 | 1001325439 | SY54698 | -33.8786 | 151.2115 | 1 | CS | 1 | Standard
10056 | 4810 | 1001325489 | SY54696 | -33.8786 | 151.2115 | 1 | CS | 1 | Standard
10057 | 4819 | 1001323969 | SY54703 | -33.8787 | 151.2114 | 1 | CS | 1 | Standard
10058 | 4862 | 1001329213 | SY54730 | -33.8788 | 151.2117 | 1 | CS | 1 | Standard
10059 | 4846 | 1001325494 | SY54720 | -33.8787 | 151.2114 | 1 | CS | 1 | Standard
10060 | 4854 | 1001325499 | SY54725 | -33.8788 | 151.2115 | 1 | CS | 1 | Standard
10061 | 4715 | 1001327654 | SY55326 | -33.8782 | 151.2137 | 1 | CS | 1 | Standard
10062 | 4728 | 1001223929 | SY55327 | -33.8783 | 151.2138 | 1 | CS | 1 | Standard
10063 | 2207136 | 1001510867 | SY26637 | -33.8789 | 151.2142 | 1 | CS | 1 | Standard
10064 | 4786 | 1001223934 | SY55328 | -33.8785 | 151.2141 | 1 | CS | 1 | Standard
10065 | 4877 | 1001323775 | SY55334 | -33.8788 | 151.2141 | 1 | Not CS | 0 | Standard
10066 | 4874 | 1001323770 | SY55333 | -33.8788 | 151.214 | 1 | CS | 1 | Standard
10067 | 4954 | 1001323780 | SY55336 | -33.8792 | 151.214 | 1 | CS | 1 | Standard
10068 | 5051 | 1001323795 | SY55342 | -33.8795 | 151.2133 | 1 | CS | 1 | Standard
10069 | 5074 | 1001323800 | SY55344 | -33.8795 | 151.2139 | 1 | CS | 1 | Standard
10070 | 5102 | 1001323805 | SY55347 | -33.8797 | 151.2138 | 1 | CS | 1 | Standard
10071 | 5105 | 1001323810 | SY55348 | -33.8797 | 151.2139 | 1 | CS | 1 | Standard
10072 | 5136 | 1001323815 | SY55351 | -33.8798 | 151.2138 | 1 | CS | 1 | Standard
10073 | 5126 | 1001323465 | SY55350 | -33.8797 | 151.214 | 1 | CS | 1 | Standard
10074 | 5261 | 1001223909 | SY55366 | -33.8804 | 151.2137 | 1 | Not CS | 0 | Standard
10075 | 5300 | 1001223924 | SY55372 | -33.8807 | 151.2136 | 1 | CS | 1 | Standard
10076 | 5291 | 1001223919 | SY55370 | -33.8806 | 151.2133 | 1 | Not CS | 0 | Standard
10077 | 5350 | 1001331504 | SY55380 | -33.881 | 151.2132 | 1 | CS | 1 | Standard
10078 | 5345 | 1001323825 | SY55378 | -33.8809 | 151.2132 | 1 | CS | 1 | Standard
10079 | 403642 | 1001323690 | SY55403 | -33.8802 | 151.2121 | 1 | CS | 2 | Standard
10080 | 5324 | 1001323409 | SY55023 | -33.8809 | 151.2117 | 1 | CS | 1 | Standard
10081 | 5402 | 1001323541 | SY55063 | -33.8813 | 151.2117 | 1 | CS | 1 | Standard
10082 | 5399 | 1001323536 | SY55061 | -33.8813 | 151.2112 | 1 | CS | 1 | Standard
10083 | 5417 | 1001323551 | SY55388 | -33.8814 | 151.2128 | 1 | CS | 1 | Standard
10084 | 5406 | 1001323546 | SY55387 | -33.8813 | 151.212 | 1 | CS | 1 | Standard
10085 | 5448 | 1001323561 | SY55395 | -33.8816 | 151.214 | 1 | CS | 1 | Standard
10086 | 5433 | 1001323576 | SY55392 | -33.8815 | 151.2134 | 1 | CS | 1 | Standard
10087 | 5440 | 1001323581 | SY55393 | -33.8816 | 151.2136 | 1 | CS | 1 | Standard
10088 | 5431 | 1001319938 | SY55391 | -33.8815 | 151.2132 | 1 | CS | 1 | Standard
10089 | 5425 | 1001323571 | SY55390 | -33.8815 | 151.2131 | 1 | CS | 1 | Standard
10090 | 5452 | 1001323566 | SY55396 | -33.8816 | 151.2141 | 1 | CS | 1 | Standard
10091 | 5473 | 1001319145 | SY55397 | -33.8818 | 151.2134 | 1 | CS | 1 | Standard
10092 | 5530 | 1001319150 | SY55399 | -33.8825 | 151.2132 | 1 | CS | 1 | Standard
10093 | 5581 | 1001223899 | SY55416 | -33.8832 | 151.213 | 1 | CS | 1 | Standard
10094 | 5606 | 1001223827 | SY55417 | -33.8836 | 151.2142 | 1 | CS | 1 | Standard
10095 | 5618 | 1001223832 | SY55418 | -33.8838 | 151.2129 | 1 | CS | 1 | Standard
10096 | 5439 | 1001334336 | SY55076 | -33.8816 | 151.2085 | 1 | CS | 1 | Standard
10097 | 5540 | 1001334329 | SY55120 | -33.8826 | 151.2086 | 1 | CS | 1 | Standard
10098 | 5547 | 1001334278 | SY55231 | -33.8827 | 151.2086 | 1 | CS | 1 | Standard
10099 | 5380 | 1001331311 | SY55051 | -33.8812 | 151.2094 | 1 | CS | 1 | Standard
10100 | 5389 | 1001323516 | SY55056 | -33.8812 | 151.2101 | 1 | CS | 1 | Standard
10101 | 5387 | 1001334308 | SY55055 | -33.8812 | 151.2099 | 1 | CS | 1 | Standard
10102 | 5386 | 1001331318 | SY55054 | -33.8812 | 151.2098 | 1 | CS | 1 | Standard
10103 | 5385 | 1001323419 | SY55053 | -33.8812 | 151.2097 | 1 | CS | 1 | Standard
10104 | 5450 | 1001321627 | SY55080 | -33.8816 | 151.2102 | 1 | CS | 1 | Standard
10105 | 5443 | 1001323556 | SY55077 | -33.8816 | 151.2101 | 1 | CS | 1 | Standard
10106 | 5393 | 1001331107 | SY55058 | -33.8812 | 151.2105 | 1 | CS | 1 | Standard
10107 | 5394 | 1001323528 | SY55059 | -33.8812 | 151.2104 | 1 | CS | 1 | Standard
10108 | 5390 | 1001323521 | SY55057 | -33.8812 | 151.2102 | 1 | CS | 1 | Standard
10109 | 5396 | 1001323532 | SY55060 | -33.8813 | 151.2108 | 1 | CS | 1 | Standard
10110 | 566822 | 1001323631 | SY55136 | -33.8819 | 151.2102 | 1 | CS | 1 | Standard
10111 | 566823 | 1001319826 | SY55137 | -33.8819 | 151.2102 | 1 | CS | 1 | Standard
10112 | 5515 | 1001319816 | SY55108 | -33.8823 | 151.2101 | 1 | CS | 1 | Standard
10113 | 5487 | 1001323611 | SY55094 | -33.8819 | 151.2101 | 1 | CS | 1 | Standard
10114 | 5490 | 1001334340 | SY55095 | -33.8819 | 151.2101 | 1 | CS | 1 | Standard
10115 | 5528 | 1001319821 | SY55115 | -33.8824 | 151.2101 | 1 | CS | 1 | Standard
10116 | 5664 | 1001323661 | SY55250 | -33.8842 | 151.2105 | 1 | CS | 1 | Standard
10117 | 5627 | 1001323651 | SY55246 | -33.884 | 151.2098 | 1 | CS | 1 | Standard
10118 | 5636 | 1001323656 | SY55247 | -33.884 | 151.21 | 1 | CS | 1 | Standard
10119 | 5654 | 1001327515 | SY55249 | -33.8842 | 151.2099 | 1 | CS | 1 | Standard
10120 | 5624 | 1001323646 | SY55245 | -33.8839 | 151.2096 | 1 | CS | 1 | Standard
10121 | 5610 | 1001323626 | SY55242 | -33.8836 | 151.209 | 1 | CS | 1 | Standard
10122 | 5612 | 1001323641 | SY55243 | -33.8837 | 151.2091 | 1 | CS | 1 | Standard
10123 | 5672 | 1001323665 | SY55251 | -33.8843 | 151.2107 | 1 | CS | 1 | Standard
10124 | 5681 | 1001323670 | SY55254 | -33.8844 | 151.2109 | 1 | CS | 1 | Standard
10125 | 5701 | 1001323678 | SY55256 | -33.8845 | 151.2112 | 1 | CS | 1 | Standard
10126 | 5722 | 1001327457 | SY55259 | -33.8847 | 151.2114 | 1 | CS | 1 | Standard
10127 | 5750 | 1001327462 | SY55260 | -33.885 | 151.2112 | 1 | CS | 1 | Standard
10128 | 5767 | 1001327465 | SY55262 | -33.8854 | 151.2109 | 1 | CS | 1 | Standard
10129 | 5786 | 1001327470 | SY55266 | -33.8856 | 151.2108 | 1 | CS | 1 | Standard
10130 | 5804 | 1001327475 | SY55270 | -33.886 | 151.2106 | 1 | CS | 1 | Standard
10131 | 5814 | 1001327480 | SY55272 | -33.8862 | 151.2105 | 1 | CS | 1 | Standard
10132 | 5838 | 1001327580 | SY55278 | -33.8866 | 151.2087 | 1 | CS | 1 | Standard
10133 | 5836 | 1001327575 | SY55277 | -33.8866 | 151.2086 | 1 | CS | 1 | Standard
10134 | 5798 | 1001327447 | SY55269 | -33.8859 | 151.2074 | 1 | CS | 1 | Standard
10135 | 5796 | 1001327442 | SY55268 | -33.8859 | 151.2074 | 1 | CS | 1 | Standard
10136 | 5813 | 1001327451 | SY55271 | -33.8862 | 151.208 | 1 | CS | 1 | Standard
10137 | 5829 | 1001334287 | SY55274 | -33.8864 | 151.208 | 1 | Not CS | 0 | Standard
10138 | 5823 | 1001381042 | SY55273 | -33.8863 | 151.2082 | 1 | CS | 1 | Standard
10139 | 5830 | 1001327570 | SY55275 | -33.8865 | 151.2083 | 1 | CS | 1 | Standard
10140 | 5689 | 1001223836 | SY55422 | -33.8844 | 151.2127 | 1 | CS | 1 | Standard
10141 | 5733 | 1001323592 | SY55424 | -33.8848 | 151.2127 | 1 | CS | 1 | Standard
10142 | 5729 | 1001327530 | SY55423 | -33.8848 | 151.2124 | 1 | CS | 1 | Standard
10143 | 5675 | 1001327520 | SY55252 | -33.8843 | 151.2116 | 1 | CS | 1 | Standard
10144 | 5677 | 1001327525 | SY55253 | -33.8843 | 151.2116 | 1 | CS | 1 | Standard
10145 | 5708 | 1001323685 | SY55257 | -33.8846 | 151.2114 | 1 | CS | 1 | Standard
10146 | 5695 | 1001323674 | SY55255 | -33.8845 | 151.2115 | 1 | CS | 1 | Standard
10147 | 5661 | 1001325177 | SY55419 | -33.8842 | 151.2143 | 1 | CS | 1 | Standard
10148 | 5680 | 1001325172 | SY55421 | -33.8844 | 151.2147 | 1 | CS | 1 | Standard
10149 | 5674 | 1001323586 | SY55420 | -33.8843 | 151.2132 | 1 | CS | 1 | Standard
10150 | 5747 | 1001331551 | SY55425 | -33.885 | 151.2126 | 1 | CS | 1 | Standard
10151 | 5760 | 1001223840 | SY55426 | -33.8852 | 151.2126 | 1 | CS | 1 | Standard
10152 | 5769 | 1001223845 | SY55427 | -33.8854 | 151.2125 | 1 | CS | 1 | Standard
10153 | 5791 | 1001334348 | SY55428 | -33.8857 | 151.2125 | 1 | CS | 1 | Standard
10154 | 5827 | 1001334349 | SY55429 | -33.8864 | 151.2123 | 1 | CS | 1 | Standard
10155 | 5832 | 1001325894 | SY55276 | -33.8865 | 151.2119 | 1 | CS | 1 | Standard
10156 | 5841 | 1001334350 | SY55430 | -33.8867 | 151.2122 | 1 | CS | 1 | Standard
10157 | 5863 | 1001334351 | SY55431 | -33.8871 | 151.2122 | 1 | CS | 1 | Standard
10158 | 5886 | 1001223823 | SY55432 | -33.8876 | 151.212 | 1 | CS | 1 | Standard
10159 | 5898 | 1001334290 | SY55293 | -33.888 | 151.2119 | 1 | CS | 1 | Standard
10160 | 5895 | 1001327565 | SY55292 | -33.8879 | 151.2113 | 1 | CS | 1 | Standard
10161 | 5890 | 1001327560 | SY55290 | -33.8877 | 151.2113 | 1 | CS | 1 | Standard
10162 | 5894 | 1001327510 | SY55291 | -33.8878 | 151.2112 | 1 | CS | 1 | Standard
10163 | 5930 | 1001327599 | SY55533 | -33.8891 | 151.2113 | 1 | CS | 1 | Standard
10164 | 5934 | 1001327159 | SY55534 | -33.8891 | 151.2113 | 1 | CS | 1 | Standard
10165 | 5939 | 1001327589 | SY55535 | -33.8892 | 151.2114 | 1 | CS | 1 | Standard
10166 | 5954 | 1001327174 | SY55536 | -33.8894 | 151.2117 | 1 | CS | 1 | Standard
10167 | 5964 | 1001327179 | SY55537 | -33.8895 | 151.2116 | 1 | CS | 1 | Standard
10168 | 5842 | 1001327585 | SY55279 | -33.8867 | 151.2088 | 1 | CS | 1 | Standard
10169 | 5847 | 1001327535 | SY55281 | -33.8868 | 151.2091 | 1 | CS | 1 | Standard
10170 | 5858 | 1001327540 | SY55283 | -33.887 | 151.2094 | 1 | CS | 1 | Standard
10171 | 5845 | 1001327486 | SY55280 | -33.8868 | 151.2101 | 1 | CS | 1 | Standard
10172 | 5848 | 1001327490 | SY55282 | -33.8868 | 151.2101 | 1 | CS | 1 | Standard
10173 | 5869 | 1001327550 | SY55285 | -33.8872 | 151.21 | 1 | CS | 1 | Standard
10174 | 5867 | 1001327545 | SY55284 | -33.8872 | 151.2099 | 1 | CS | 1 | Standard
10175 | 5884 | 1001327555 | SY55288 | -33.8875 | 151.2107 | 1 | CS | 1 | Standard
10176 | 5887 | 1001327505 | SY55289 | -33.8876 | 151.2107 | 1 | CS | 1 | Standard
10177 | 5871 | 1001327495 | SY55286 | -33.8873 | 151.2099 | 1 | CS | 1 | Standard
10178 | 5877 | 1001327500 | SY55287 | -33.8873 | 151.2101 | 1 | CS | 1 | Standard
10179 | 94469 | 1001333806 | SY55435 | -33.8863 | 151.2178 | 1 | CS | 2 | Standard
10180 | 94471 | 1001333814 | SY55437 | -33.8869 | 151.2177 | 1 | CS | 2 | Standard
10181 | 94470 | 1001333810 | SY55436 | -33.8865 | 151.2178 | 1 | CS | 2 | Standard
10182 | 94472 | 1001325282 | SY55658 | -33.8883 | 151.2174 | 1 | CS | 2 | Standard
10183 | 94473 | 1001325287 | SY55659 | -33.8892 | 151.2172 | 1 | CS | 2 | Standard
10184 | 98765 | 1001327055 | SY55661 | -33.8907 | 151.2169 | 1 | CS | 2 | Standard
10185 | 98764 | 1001327050 | SY55660 | -33.8903 | 151.217 | 1 | CS | 2 | Standard
10186 | 98766 | 1001327061 | SY55662 | -33.8912 | 151.2168 | 1 | CS | 2 | Standard
10187 | 98767 | 1001327972 | SY55663 | -33.8914 | 151.2168 | 1 | CS | 2 | Standard
10188 | 98768 | 1001327978 | SY55664 | -33.8917 | 151.2167 | 1 | CS | 2 | Standard
10189 | 6111 | 1001333905 | SY55656 | -33.892 | 151.2167 | 1 | CS | 1 | Standard
10190 | 103059 | 1001327984 | SY55665 | -33.8921 | 151.2166 | 1 | CS | 2 | Standard
10191 | 6124 | 1001333949 | SY55657 | -33.8922 | 151.2168 | 1 | CS | 1 | Standard
10192 | 6105 | 1001327043 | SY55655 | -33.8919 | 151.2156 | 1 | CS | 1 | Standard
10193 | 103060 | 1001327987 | SY55666 | -33.8926 | 151.2165 | 1 | CS | 2 | Standard
10194 | 103061 | 1001327993 | SY55667 | -33.8928 | 151.2165 | 1 | CS | 2 | Standard
10195 | 103062 | 1001331521 | SY55668 | -33.8932 | 151.2164 | 1 | CS | 2 | Standard
10196 | 103063 | 1001331525 | SY55669 | -33.8934 | 151.2164 | 1 | CS | 2 | Standard
10197 | 103064 | 1001331530 | SY55670 | -33.8935 | 151.2163 | 1 | CS | 2 | Standard
10198 | 103068 | 1001331535 | SY55671 | -33.8938 | 151.2163 | 1 | CS | 2 | Standard
10199 | 103069 | 1001331512 | SY55690 | -33.894 | 151.2163 | 1 | CS | 2 | Standard
10200 | 103070 | 1001331516 | SY55691 | -33.8942 | 151.2162 | 1 | CS | 2 | Standard
10201 | 103065 | 1001331496 | SY55687 | -33.8946 | 151.2161 | 1 | CS | 2 | Standard
10202 | 103066 | 1001331501 | SY55688 | -33.8948 | 151.2161 | 1 | CS | 2 | Standard
10203 | 103067 | 1001331507 | SY55689 | -33.8951 | 151.216 | 1 | CS | 2 | Standard
10204 | 6003 | 1001327188 | SY55539 | -33.8901 | 151.2112 | 1 | CS | 1 | Standard
10205 | 6034 | 1001327197 | SY55540 | -33.8907 | 151.2109 | 1 | CS | 1 | Standard
10206 | 6051 | 1001327202 | SY55541 | -33.8911 | 151.2106 | 1 | CS | 1 | Standard
10207 | 6056 | 1001327207 | SY55542 | -33.8912 | 151.2106 | 1 | CS | 1 | Standard
10208 | 6064 | 1001327213 | SY55543 | -33.8913 | 151.2105 | 1 | CS | 1 | Standard
10209 | 6066 | 1001327218 | SY55544 | -33.8914 | 151.2105 | 1 | CS | 1 | Standard
10210 | 6108 | 1001327047 | SY55545 | -33.8919 | 151.2104 | 1 | CS | 1 | Standard
10211 | 6125 | 1001327052 | SY55546 | -33.8923 | 151.2103 | 1 | CS | 1 | Standard
10212 | 6132 | 1001327058 | SY55547 | -33.8925 | 151.2103 | 1 | CS | 1 | Standard
10213 | 6138 | 1001327065 | SY55548 | -33.8926 | 151.2103 | 1 | CS | 1 | Standard
10214 | 5977 | 1001327604 | SY55648 | -33.8898 | 151.2126 | 1 | CS | 1 | Standard
10215 | 5999 | 1001327608 | SY55649 | -33.8901 | 151.2132 | 1 | CS | 1 | Standard
10216 | 6004 | 1001327614 | SY55650 | -33.8902 | 151.2132 | 1 | CS | 1 | Standard
10217 | 6039 | 1001327618 | SY55651 | -33.8908 | 151.213 | 1 | CS | 1 | Standard
10218 | 6095 | 1001327628 | SY55653 | -33.8917 | 151.2145 | 1 | CS | 1 | Standard
10219 | 6097 | 1001327633 | SY55654 | -33.8917 | 151.2146 | 1 | CS | 1 | Standard
10220 | 6073 | 1001327624 | SY55652 | -33.8915 | 151.2129 | 1 | CS | 1 | Standard
10221 | 6253 | 1001327122 | SY55674 | -33.8958 | 151.2129 | 1 | CS | 1 | Standard
10222 | 6250 | 1001327112 | SY55637 | -33.8956 | 151.2119 | 1 | CS | 1 | Standard
10223 | 6251 | 1001327117 | SY55673 | -33.8956 | 151.2121 | 1 | CS | 1 | Standard
10224 | 6248 | 1001327107 | SY55636 | -33.8956 | 151.2117 | 1 | CS | 1 | Standard
10225 | 6176 | 1001327304 | SY55560 | -33.8934 | 151.2077 | 1 | CS | 1 | Standard
10226 | 6184 | 1001325978 | SY55564 | -33.8935 | 151.2089 | 1 | CS | 1 | Standard
10227 | 6186 | 1001325983 | SY55565 | -33.8936 | 151.2097 | 1 | CS | 1 | Standard
10228 | 6179 | 1001327309 | SY55561 | -33.8934 | 151.2082 | 1 | CS | 1 | Standard
10229 | 6181 | 1001325967 | SY55562 | -33.8935 | 151.2084 | 1 | CS | 1 | Standard
10230 | 6182 | 1001325973 | SY55563 | -33.8935 | 151.2084 | 1 | CS | 1 | Standard
10231 | 6199 | 1001325988 | SY55629 | -33.8941 | 151.2083 | 1 | CS | 1 | Standard
10232 | 6168 | 1001327070 | SY55557 | -33.8932 | 151.2102 | 1 | CS | 1 | Standard
10233 | 6189 | 1001327075 | SY55566 | -33.8937 | 151.2101 | 1 | CS | 1 | Standard
10234 | 6195 | 1001327078 | SY55628 | -33.894 | 151.21 | 1 | CS | 1 | Standard
10235 | 6218 | 1001327085 | SY55631 | -33.8946 | 151.2099 | 1 | CS | 1 | Standard
10236 | 6247 | 1001327103 | SY55635 | -33.8955 | 151.2113 | 1 | CS | 1 | Standard
10237 | 6238 | 1001327090 | SY55632 | -33.8953 | 151.2098 | 1 | CS | 1 | Standard
10238 | 6243 | 1001327094 | SY55633 | -33.8954 | 151.2099 | 1 | CS | 1 | Standard
10239 | 6244 | 1001327098 | SY55634 | -33.8954 | 151.2105 | 1 | CS | 1 | Standard
10240 | 5857 | 1001323657 | SY55209 | -33.887 | 151.1966 | 1 | CS | 1 | Standard
10241 | 5860 | 1001327907 | SY55210 | -33.887 | 151.1965 | 1 | CS | 1 | Standard
10242 | 5749 | 1001334226 | SY55190 | -33.885 | 151.1986 | 1 | CS | 1 | Standard
10243 | 5765 | 1001334231 | SY55193 | -33.8853 | 151.1994 | 1 | CS | 1 | Standard
10244 | 5776 | 1001325840 | SY55194 | -33.8855 | 151.1993 | 1 | CS | 1 | Standard
10245 | 5780 | 1001325845 | SY55197 | -33.8855 | 151.1993 | 1 | CS | 1 | Standard
10246 | 5777 | 1001323388 | SY55195 | -33.8855 | 151.1992 | 1 | CS | 1 | Standard
10247 | 5988 | 1001333976 | SY55479 | -33.8899 | 151.2015 | 1 | CS | 1 | Standard
10248 | 5986 | 1001327339 | SY55478 | -33.8899 | 151.2013 | 1 | CS | 1 | Standard
10249 | 5993 | 1001323672 | SY55481 | -33.8899 | 151.1977 | 1 | CS | 1 | Standard
10250 | 5995 | 1001323677 | SY55482 | -33.89 | 151.1976 | 1 | CS | 1 | Standard
10251 | 5990 | 1001323667 | SY55480 | -33.8899 | 151.1975 | 1 | CS | 1 | Standard
10252 | 5998 | 1001323682 | SY55483 | -33.89 | 151.1978 | 1 | CS | 1 | Standard
10253 | 6002 | 1001323687 | SY55484 | -33.8901 | 151.1977 | 1 | CS | 1 | Standard
10254 | 5982 | 1001323662 | SY55477 | -33.8898 | 151.1973 | 1 | CS | 1 | Standard
10255 | 5751 | 1001325864 | SY55191 | -33.8851 | 151.2028 | 1 | CS | 1 | Standard
10256 | 5758 | 1001325869 | SY55192 | -33.8852 | 151.2028 | 1 | CS | 1 | Standard
10257 | 5787 | 1001325879 | SY55198 | -33.8857 | 151.2029 | 1 | CS | 1 | Standard
10258 | 5779 | 1001325874 | SY55196 | -33.8856 | 151.203 | 1 | CS | 1 | Standard
10259 | 5797 | 1001325998 | SY55199 | -33.8859 | 151.202 | 1 | CS | 1 | Standard
10260 | 5800 | 1001321069 | SY55200 | -33.8859 | 151.202 | 1 | CS | 1 | Standard
10261 | 5824 | 1001327003 | SY55203 | -33.8864 | 151.202 | 1 | CS | 1 | Standard
10262 | 5818 | 1001325889 | SY55202 | -33.8863 | 151.2026 | 1 | CS | 1 | Standard
10263 | 5809 | 1001325884 | SY55201 | -33.8862 | 151.2027 | 1 | CS | 1 | Standard
10264 | 5835 | 1001327013 | SY55205 | -33.8866 | 151.2019 | 1 | CS | 1 | Standard
10265 | 5833 | 1001327008 | SY55204 | -33.8865 | 151.2023 | 1 | CS | 2 | Standard
10266 | 5844 | 1001327018 | SY55206 | -33.8867 | 151.202 | 1 | CS | 2 | Standard
10267 | 5709 | 1001325950 | SY55258 | -33.8846 | 151.2054 | 1 | CS | 1 | Standard
10268 | 5792 | 1001327436 | SY55267 | -33.8858 | 151.2072 | 1 | CS | 1 | Standard
10269 | 5784 | 1001325962 | SY55265 | -33.8856 | 151.2068 | 1 | CS | 1 | Standard
10270 | 5774 | 1001325959 | SY55263 | -33.8855 | 151.2067 | 1 | CS | 1 | Standard
10271 | 5783 | 1001327430 | SY55264 | -33.8856 | 151.2069 | 1 | CS | 1 | Standard
10272 | 5763 | 1001325955 | SY55261 | -33.8853 | 151.2063 | 1 | CS | 1 | Standard
10273 | 5854 | 1001325850 | SY55207 | -33.8869 | 151.2018 | 1 | CS | 2 | Standard
10274 | 5856 | 1001327024 | SY55208 | -33.8869 | 151.2018 | 1 | CS | 2 | Standard
10275 | 5874 | 1001327029 | SY55211 | -33.8873 | 151.2017 | 1 | CS | 1 | Standard
10276 | 5891 | 1001327312 | SY55212 | -33.8878 | 151.2016 | 1 | CS | 1 | Standard
10277 | 5897 | 1001327318 | SY55213 | -33.888 | 151.2016 | 1 | CS | 1 | Standard
10278 | 5909 | 1001327323 | SY55214 | -33.8882 | 151.2016 | 1 | CS | 1 | Standard
10279 | 5985 | 1001321803 | SY55538 | -33.8899 | 151.2047 | 1 | CS | 1 | Standard
10280 | 5927 | 1001327329 | SY55472 | -33.889 | 151.2019 | 1 | CS | 2 | Standard
10281 | 5941 | 1001327164 | SY55473 | -33.8893 | 151.202 | 1 | CS | 1 | Standard
10282 | 5950 | 1001327169 | SY55475 | -33.8894 | 151.2019 | 1 | CS | 1 | Standard
10283 | 5947 | 1001327334 | SY55474 | -33.8893 | 151.2017 | 1 | CS | 1 | Standard
10284 | 5968 | 1001327183 | SY55476 | -33.8896 | 151.2017 | 1 | CS | 1 | Standard
10285 | 6027 | 1001327192 | SY55489 | -33.8904 | 151.2013 | 1 | CS | 1 | Standard
10286 | 6008 | 1001327344 | SY55485 | -33.8903 | 151.2009 | 1 | CS | 1 | Standard
10287 | 6009 | 1001333980 | SY55486 | -33.8903 | 151.2012 | 1 | CS | 1 | Standard
10288 | 6024 | 1001327349 | SY55487 | -33.8904 | 151.2009 | 1 | CS | 1 | Standard
10289 | 6153 | 1001327253 | SY55549 | -33.8929 | 151.2041 | 1 | CS | 1 | Standard
10290 | 6151 | 1001327248 | SY55520 | -33.8928 | 151.2038 | 1 | CS | 1 | Standard
10291 | 6147 | 1001327244 | SY55518 | -33.8928 | 151.2035 | 1 | CS | 1 | Standard
10292 | 6144 | 1001327239 | SY55516 | -33.8927 | 151.203 | 1 | CS | 1 | Standard
10293 | 6139 | 1001327229 | SY55511 | -33.8926 | 151.2023 | 1 | CS | 1 | Standard
10294 | 6140 | 1001327234 | SY55512 | -33.8926 | 151.2024 | 1 | CS | 1 | Standard
10295 | 6152 | 1001327154 | SY55521 | -33.8929 | 151.2024 | 1 | CS | 1 | Standard
10296 | 6134 | 1001327379 | SY55508 | -33.8925 | 151.2014 | 1 | CS | 1 | Standard
10297 | 6135 | 1001327224 | SY55509 | -33.8925 | 151.2015 | 1 | CS | 1 | Standard
10298 | 6141 | 1001327383 | SY55513 | -33.8927 | 151.2014 | 1 | CS | 1 | Standard
10299 | 6142 | 1001327388 | SY55514 | -33.8927 | 151.2013 | 1 | CS | 1 | Standard
10300 | 6143 | 1001319080 | SY55515 | -33.8927 | 151.2014 | 1 | CS | 1 | Standard
10301 | 6154 | 1001327394 | SY55522 | -33.893 | 151.2013 | 1 | CS | 1 | Standard
10302 | 6159 | 1001327264 | SY55551 | -33.893 | 151.205 | 1 | CS | 1 | Standard
10303 | 6163 | 1001327274 | SY55553 | -33.8931 | 151.2055 | 1 | CS | 1 | Standard
10304 | 6165 | 1001327279 | SY55554 | -33.8931 | 151.2058 | 1 | CS | 1 | Standard
10305 | 6161 | 1001327269 | SY55552 | -33.8931 | 151.2053 | 1 | CS | 1 | Standard
10306 | 6167 | 1001327289 | SY55556 | -33.8932 | 151.2065 | 1 | CS | 1 | Standard
10307 | 6171 | 1001327294 | SY55558 | -33.8933 | 151.2069 | 1 | CS | 1 | Standard
10308 | 6166 | 1001327284 | SY55555 | -33.8932 | 151.2063 | 1 | CS | 1 | Standard
10309 | 6172 | 1001327298 | SY55559 | -33.8933 | 151.2071 | 1 | CS | 1 | Standard
10310 | 6162 | 1001327409 | SY55525 | -33.8931 | 151.2013 | 1 | CS | 1 | Standard
10311 | 6156 | 1001327259 | SY55550 | -33.893 | 151.2046 | 1 | CS | 1 | Standard
10312 | 6216 | 1001325993 | SY55630 | -33.8946 | 151.2045 | 1 | CS | 1 | Standard
10313 | 6026 | 1001323692 | SY55488 | -33.8906 | 151.1972 | 1 | CS | 1 | Standard
10314 | 6065 | 1001323712 | SY55493 | -33.8913 | 151.1978 | 1 | CS | 1 | Standard
10315 | 6058 | 1001323706 | SY55492 | -33.8912 | 151.197 | 1 | CS | 1 | Standard
10316 | 6044 | 1001323697 | SY55490 | -33.891 | 151.1966 | 1 | CS | 1 | Standard
10317 | 6052 | 1001323701 | SY55491 | -33.8911 | 151.1964 | 1 | CS | 1 | Standard
10318 | 6083 | 1001332646 | SY55499 | -33.8916 | 151.2 | 1 | CS | 1 | Standard
10319 | 6086 | 1001334033 | SY55500 | -33.8917 | 151.2001 | 1 | CS | 1 | Standard
10320 | 6082 | 1001333988 | SY55498 | -33.8916 | 151.1999 | 1 | CS | 1 | Standard
10321 | 6078 | 1001332641 | SY55497 | -33.8916 | 151.1997 | 1 | CS | 1 | Standard
10322 | 6091 | 1001334038 | SY55501 | -33.8917 | 151.2005 | 1 | CS | 1 | Standard
10323 | 6103 | 1001327364 | SY55503 | -33.8918 | 151.2006 | 1 | CS | 1 | Standard
10324 | 6077 | 1001327354 | SY55496 | -33.8916 | 151.2007 | 1 | CS | 1 | Standard
10325 | 6094 | 1001327359 | SY55502 | -33.8917 | 151.2006 | 1 | CS | 1 | Standard
10326 | 6128 | 1001327374 | SY55505 | -33.8924 | 151.2007 | 1 | CS | 1 | Standard
10327 | 6129 | 1001334043 | SY55506 | -33.8924 | 151.2007 | 1 | CS | 1 | Standard
10328 | 6158 | 1001327404 | SY55524 | -33.893 | 151.2006 | 1 | CS | 1 | Standard
10329 | 6119 | 1001327369 | SY55504 | -33.8922 | 151.2005 | 1 | CS | 1 | Standard
10330 | 6131 | 1001319075 | SY55507 | -33.8925 | 151.2003 | 1 | CS | 1 | Standard
10331 | 6137 | 1001334047 | SY55510 | -33.8926 | 151.2004 | 1 | CS | 1 | Standard
10332 | 6145 | 1001334051 | SY55517 | -33.8928 | 151.2004 | 1 | CS | 1 | Standard
10333 | 6150 | 1001334015 | SY55519 | -33.8928 | 151.2001 | 1 | CS | 1 | Standard
10334 | 6155 | 1001327399 | SY55523 | -33.893 | 151.2004 | 1 | CS | 1 | Standard
10335 | 6069 | 1001321338 | SY55494 | -33.8914 | 151.1985 | 1 | CS | 1 | Standard
10336 | 6070 | 1001333984 | SY55495 | -33.8915 | 151.1987 | 1 | CS | 1 | Standard
10337 | 6194 | 1001332602 | SY55574 | -33.894 | 151.1995 | 1 | CS | 1 | Standard
10338 | 6175 | 1001327414 | SY55526 | -33.8934 | 151.2003 | 1 | CS | 1 | Standard
10339 | 6178 | 1001334019 | SY55527 | -33.8934 | 151.1998 | 1 | CS | 1 | Standard
10340 | 6197 | 1001327419 | SY55575 | -33.894 | 151.2002 | 1 | CS | 1 | Standard
10341 | 6212 | 1001327424 | SY55577 | -33.8946 | 151.2001 | 1 | CS | 1 | Standard
10342 | 6240 | 1001332777 | SY55581 | -33.8953 | 151.1999 | 1 | CS | 1 | Standard
10343 | 6260 | 1001332781 | SY55582 | -33.896 | 151.1999 | 1 | CS | 1 | Standard
10344 | 6261 | 1001332541 | SY55583 | -33.896 | 151.2 | 1 | CS | 1 | Standard
10345 | 6214 | 1001332607 | SY55579 | -33.8946 | 151.1993 | 1 | CS | 1 | Standard
10346 | 6237 | 1001332612 | SY55580 | -33.8952 | 151.199 | 1 | CS | 1 | Standard
10347 | 7478 | 1001332760 | SY55623 | -33.8962 | 151.199 | 1 | CS | 1 | Standard
10348 | 7898 | 1001325812 | SY55528 | -33.8936 | 151.1965 | 1 | CS | 1 | Standard
10349 | 7900 | 1001327747 | SY55529 | -33.8935 | 151.1973 | 1 | CS | 1 | Standard
10350 | 6198 | 1001327742 | SY55576 | -33.8941 | 151.1975 | 1 | CS | 1 | Standard
10351 | 6213 | 1001332932 | SY55578 | -33.8946 | 151.1975 | 1 | CS | 1 | Standard
10352 | 17238 | 1001332947 | LE50830 | -33.8948 | 151.1968 | 1 | CS | 1 | Standard
10353 | 17252 | 1001332876 | LE50831 | -33.8954 | 151.1967 | 1 | CS | 1 | Standard
10354 | 17189 | 1001321953 | LE50829 | -33.8958 | 151.1966 | 1 | CS | 1 | Standard
10355 | 295358505 | 1003248106 | LE36329 | -33.896 | 151.1959 | 1 | CS | 2 | Standard
10356 | 7904 | 1001332935 | LE50825 | -33.8952 | 151.1958 | 1 | CS | 2 | Standard
10357 | 7906 | 1001332939 | LE50826 | -33.8954 | 151.1951 | 1 | CS | 2 | Standard
10358 | 17179 | 1001321948 | LE50828 | -33.8961 | 151.1955 | 1 | CS | 2 | Standard
10359 | 7908 | 1001332943 | LE50827 | -33.8956 | 151.1944 | 1 | CS | 2 | Standard
10360 | 4996 | 1001321672 | LE50558 | -33.8793 | 151.174 | 1 | CS | 1 | Standard
10361 | 4879 | 1001321656 | LE50552 | -33.8789 | 151.1726 | 1 | CS | 1 | Standard
10362 | 4938 | 1001321667 | LE50557 | -33.8792 | 151.1735 | 1 | CS | 1 | Standard
10363 | 4936 | 1001321661 | LE50556 | -33.8792 | 151.1733 | 1 | CS | 1 | Standard
10364 | 4900 | 1001323204 | LE50555 | -33.879 | 151.1719 | 1 | CS | 1 | Standard
10365 | 4884 | 1001323199 | LE50553 | -33.8789 | 151.1717 | 1 | CS | 1 | Standard
10366 | 4892 | 1001321721 | LE50554 | -33.879 | 151.1717 | 1 | CS | 1 | Standard
10367 | 4829 | 1001321651 | LE50551 | -33.8787 | 151.1721 | 1 | CS | 1 | Standard
10368 | 5066 | 1001321726 | LE50542 | -33.8796 | 151.1714 | 1 | CS | 2 | Standard
10369 | 123497063 | 1001331870 | LE50164 | -33.8764 | 151.1762 | 1 | Not CS | 0 | Standard
10370 | 5122 | 1001321128 | LE50559 | -33.8798 | 151.1778 | 1 | CS | 1 | Standard
10371 | 5222 | 1001321154 | LE50562 | -33.8803 | 151.1775 | 1 | CS | 1 | Standard
10372 | 5246 | 1001321160 | LE50656 | -33.8804 | 151.1798 | 1 | CS | 1 | Standard
10373 | 98009730 | 1001899668 | LE20364 | -33.8803 | 151.1799 | 1 | Not CS | 0 | Preformed
10374 | 5252 | 1001321165 | LE50658 | -33.8804 | 151.1799 | 1 | CS | 1 | Standard
10375 | 5204 | 1001321146 | LE50561 | -33.8802 | 151.1791 | 1 | CS | 1 | Standard
10376 | 5161 | 1001321138 | LE50560 | -33.88 | 151.1784 | 1 | CS | 1 | Standard
10377 | 5012 | 1001321111 | LE50649 | -33.8794 | 151.1818 | 1 | CS | 1 | Standard
10378 | 5098 | 1001321116 | LE50651 | -33.8797 | 151.1812 | 1 | CS | 1 | Standard
10379 | 5109 | 1001321121 | LE50652 | -33.8797 | 151.1811 | 1 | CS | 1 | Standard
10380 | 5157 | 1001321133 | LE50653 | -33.88 | 151.1807 | 1 | CS | 1 | Standard
10381 | 5177 | 1001321144 | LE50654 | -33.8801 | 151.1805 | 1 | CS | 1 | Standard
10382 | 5607 | 1001323005 | LE50705 | -33.8836 | 151.18 | 1 | CS | 1 | Standard
10383 | 103769547 | 1001899592 | LE20362 | -33.8837 | 151.1788 | 1 | CS | 1 | Preformed
10384 | 5534 | 1001321859 | LE50670 | -33.8826 | 151.182 | 1 | CS | 1 | Standard
10385 | 5560 | 1001321863 | LE50702 | -33.8829 | 151.1813 | 1 | CS | 1 | Standard
10386 | 5585 | 1001321868 | LE50703 | -33.8833 | 151.1807 | 1 | CS | 1 | Standard
10387 | 5601 | 1001323001 | LE50704 | -33.8835 | 151.1803 | 1 | CS | 1 | Standard
10388 | 103769559 | 1001899591 | LE20363 | -33.8838 | 151.1788 | 1 | CS | 1 | Preformed
10389 | 5678 | 1001323014 | LE50582 | -33.8844 | 151.1787 | 1 | CS | 1 | Standard
10390 | 618336 | 1001327017 | LE50640 | -33.8842 | 151.1783 | 1 | CS | 2 | Standard
10391 | 5632 | 1001323010 | LE50576 | -33.8841 | 151.1794 | 1 | CS | 1 | Standard
10392 | 5699 | 1001323019 | LE50588 | -33.8845 | 151.1785 | 1 | CS | 1 | Standard
10393 | 5719 | 1001323024 | LE50590 | -33.8848 | 151.178 | 1 | CS | 1 | Standard
10394 | 2889866 | 1001737267 | LE19659 | -33.8852 | 151.1789 | 1 | CS | 2 | Standard
10395 | 5739 | 1001323029 | LE50591 | -33.8849 | 151.1777 | 1 | CS | 1 | Standard
10396 | 5745 | 1001323036 | LE50593 | -33.885 | 151.1774 | 1 | CS | 1 | Standard
10397 | 5754 | 1001323041 | LE50595 | -33.8851 | 151.177 | 1 | CS | 1 | Standard
10398 | 5759 | 1001321815 | LE50596 | -33.8853 | 151.1767 | 1 | CS | 1 | Standard
10399 | 5714 | 1001321245 | LE50589 | -33.8847 | 151.1742 | 1 | CS | 2 | Standard
10400 | 5740 | 1001321250 | LE50592 | -33.885 | 151.1744 | 1 | CS | 1 | Standard
10401 | 5771 | 1001321818 | LE50597 | -33.8855 | 151.1749 | 1 | CS | 2 | Standard
10402 | 5752 | 1001321810 | LE50594 | -33.8851 | 151.1746 | 1 | CS | 1 | Standard
10403 | 5305 | 1001321736 | LE50544 | -33.8808 | 151.1708 | 1 | CS | 2 | Standard
10404 | 5391 | 1001321741 | LE50545 | -33.8813 | 151.1706 | 1 | CS | 1 | Standard
10405 | 5411 | 1001321746 | LE50546 | -33.8814 | 151.1705 | 1 | CS | 2 | Standard
10406 | 5498 | 1001321751 | LE50547 | -33.8821 | 151.1703 | 1 | CS | 2 | Standard
10407 | 5197 | 1001321731 | LE50543 | -33.8802 | 151.1711 | 1 | CS | 2 | Standard
10408 | 5650 | 1001321220 | LE50578 | -33.8842 | 151.1732 | 1 | CS | 1 | Standard
10409 | 5631 | 1001321215 | LE50575 | -33.884 | 151.1727 | 1 | CS | 1 | Standard
10410 | 5634 | 1001321266 | LE50577 | -33.8841 | 151.1728 | 1 | CS | 1 | Standard
10411 | 5697 | 1001321240 | LE50587 | -33.8845 | 151.174 | 1 | CS | 3 | Standard
10412 | 5691 | 1001321230 | LE50584 | -33.8845 | 151.1739 | 1 | CS | 2 | Standard
10413 | 5629 | 1001321785 | LE50573 | -33.884 | 151.1711 | 1 | CS | 1 | Standard
10414 | 5659 | 1001321795 | LE50579 | -33.8843 | 151.1718 | 1 | CS | 2 | Standard
10415 | 5635 | 1001321790 | LE50574 | -33.8841 | 151.1713 | 1 | CS | 1 | Standard
10416 | 5663 | 1001321225 | LE50580 | -33.8843 | 151.1726 | 1 | CS | 2 | Standard
10417 | 5692 | 1001321235 | LE50585 | -33.8845 | 151.1725 | 1 | CS | 1 | Standard
10418 | 5673 | 1001321799 | LE50581 | -33.8844 | 151.1721 | 1 | CS | 1 | Standard
10419 | 7668 | 1001321255 | LE50549 | -33.8826 | 151.1669 | 1 | CS | 1 | Standard
10420 | 5550 | 1001321205 | LE50564 | -33.8828 | 151.1674 | 1 | CS | 1 | Standard
10421 | 5577 | 1001321760 | LE50568 | -33.8831 | 151.1684 | 1 | CS | 1 | Standard
10422 | 5571 | 1001321210 | LE50567 | -33.883 | 151.1681 | 1 | CS | 1 | Standard
10423 | 5583 | 1001321765 | LE50569 | -33.8833 | 151.1689 | 1 | CS | 2 | Standard
10424 | 5538 | 1001321756 | LE50548 | -33.8826 | 151.17 | 1 | CS | 1 | Standard
10425 | 5615 | 1001321780 | LE50572 | -33.8838 | 151.1703 | 1 | CS | 1 | Standard
10426 | 5584 | 1001321769 | LE50570 | -33.8833 | 151.1697 | 1 | CS | 1 | Standard
10427 | 5602 | 1001321774 | LE50571 | -33.8835 | 151.1697 | 1 | CS | 1 | Standard
10428 | 4047 | 1001321343 | LE50315 | -33.8755 | 151.1873 | 1 | CS | 1 | Standard
10429 | 4099 | 1001321358 | LE50318 | -33.8757 | 151.1875 | 1 | CS | 1 | Standard
10430 | 4072 | 1001321347 | LE50316 | -33.8756 | 151.1874 | 1 | CS | 1 | Standard
10431 | 4073 | 1001321353 | LE50317 | -33.8756 | 151.1874 | 1 | CS | 1 | Standard
10432 | 4206 | 1001321050 | LE50322 | -33.8762 | 151.1863 | 1 | CS | 1 | Standard
10433 | 4297 | 1001321056 | LE50327 | -33.8766 | 151.1857 | 1 | CS | 1 | Standard
10434 | 4492 | 1001321071 | LE50641 | -33.8774 | 151.1852 | 1 | CS | 1 | Standard
10435 | 4169 | 1001321373 | LE50319 | -33.8761 | 151.1868 | 1 | CS | 1 | Standard
10436 | 4172 | 1001321363 | LE50320 | -33.8761 | 151.1869 | 1 | CS | 1 | Standard
10437 | 4199 | 1001321368 | LE50321 | -33.8762 | 151.187 | 1 | CS | 1 | Standard
10438 | 4224 | 1001323924 | LE50325 | -33.8763 | 151.1871 | 1 | CS | 1 | Standard
10439 | 4215 | 1001323919 | LE50324 | -33.8763 | 151.1869 | 1 | CS | 1 | Standard
10440 | 4208 | 1001321189 | LE50323 | -33.8762 | 151.1865 | 1 | CS | 1 | Standard
10441 | 4278 | 1001325121 | LE50400 | -33.8765 | 151.1883 | 1 | CS | 1 | Standard
10442 | 4318 | 1001325126 | LE50402 | -33.8767 | 151.1881 | 1 | CS | 1 | Standard
10443 | 4363 | 1001323939 | LE50403 | -33.8768 | 151.1881 | 1 | CS | 1 | Standard
10444 | 4382 | 1001323944 | LE50405 | -33.877 | 151.188 | 1 | CS | 1 | Standard
10445 | 4429 | 1001323949 | LE50676 | -33.8771 | 151.1879 | 1 | CS | 1 | Standard
10446 | 4473 | 1001321378 | LE50677 | -33.8773 | 151.1879 | 1 | CS | 1 | Standard
10447 | 4381 | 1001325131 | LE50404 | -33.877 | 151.1877 | 1 | CS | 1 | Standard
10448 | 7491 | 1001323954 | LE50407 | -33.877 | 151.1876 | 1 | CS | 1 | Standard
10449 | 4273 | 1001323929 | LE50326 | -33.8765 | 151.1872 | 1 | CS | 1 | Standard
10450 | 4605 | 1001321383 | LE50681 | -33.8778 | 151.1883 | 1 | CS | 1 | Standard
10451 | 4523 | 1001321081 | LE50643 | -33.8775 | 151.185 | 1 | CS | 1 | Standard
10452 | 4520 | 1001321076 | LE50642 | -33.8775 | 151.185 | 1 | CS | 1 | Standard
10453 | 4603 | 1001321086 | LE50644 | -33.8778 | 151.1844 | 1 | CS | 1 | Standard
10454 | 4717 | 1001321091 | LE50645 | -33.8782 | 151.1837 | 1 | CS | 1 | Standard
10455 | 4803 | 1001321097 | LE50646 | -33.8786 | 151.1831 | 1 | CS | 1 | Standard
10456 | 4870 | 1001321102 | LE50647 | -33.8789 | 151.1827 | 1 | CS | 1 | Standard
10457 | 4894 | 1001321106 | LE50648 | -33.879 | 151.1825 | 1 | CS | 1 | Standard
10458 | 3847 | 1001325077 | LE50375 | -33.8745 | 151.1914 | 1 | CS | 1 | Standard
10459 | 3891 | 1001323879 | LE50377 | -33.8747 | 151.1914 | 1 | CS | 1 | Standard
10460 | 3929 | 1001325082 | LE50379 | -33.8749 | 151.1908 | 1 | CS | 1 | Standard
10461 | 3968 | 1001323884 | LE50380 | -33.8752 | 151.1908 | 1 | CS | 1 | Standard
10462 | 3981 | 1001325087 | LE50382 | -33.8752 | 151.1904 | 1 | CS | 1 | Standard
10463 | 4012 | 1001325092 | LE50384 | -33.8754 | 151.1902 | 1 | CS | 1 | Standard
10464 | 4011 | 1001323889 | LE50383 | -33.8754 | 151.1905 | 1 | CS | 1 | Standard
10465 | 4029 | 1001325096 | LE50386 | -33.8754 | 151.1901 | 1 | CS | 1 | Standard
10466 | 4068 | 1001323894 | LE50389 | -33.8756 | 151.1901 | 1 | CS | 1 | Standard
10467 | 4048 | 1001325101 | LE50388 | -33.8755 | 151.19 | 1 | CS | 1 | Standard
10468 | 4092 | 1001323899 | LE50390 | -33.8757 | 151.19 | 1 | CS | 1 | Standard
10469 | 4117 | 1001325108 | LE50393 | -33.8758 | 151.1895 | 1 | CS | 1 | Standard
10470 | 4133 | 1001323909 | LE50394 | -33.8759 | 151.1897 | 1 | CS | 1 | Standard
10471 | 4185 | 1001325112 | LE50396 | -33.8761 | 151.1889 | 1 | CS | 1 | Standard
10472 | 4191 | 1001323914 | LE50397 | -33.8762 | 151.1892 | 1 | CS | 1 | Standard
10473 | 4202 | 1001325117 | LE50398 | -33.8762 | 151.1888 | 1 | CS | 1 | Standard
10474 | 4284 | 1001323934 | LE50401 | -33.8766 | 151.1886 | 1 | CS | 1 | Standard
10475 | 4112 | 1001323904 | LE50391 | -33.8758 | 151.1898 | 1 | CS | 1 | Standard
10476 | 4745 | 1001321387 | LE50684 | -33.8784 | 151.1887 | 1 | CS | 1 | Standard
10477 | 4891 | 1001321391 | LE50686 | -33.8789 | 151.1887 | 1 | CS | 1 | Standard
10478 | 4899 | 1001321398 | LE50687 | -33.879 | 151.1886 | 1 | CS | 1 | Standard
10479 | 4930 | 1001321403 | LE50688 | -33.8791 | 151.1884 | 1 | CS | 1 | Standard
10480 | 5007 | 1001321408 | LE50689 | -33.8793 | 151.188 | 1 | CS | 1 | Standard
10481 | 5576 | 1001329117 | LE50743 | -33.8831 | 151.1923 | 1 | CS | 1 | Standard
10482 | 5712 | 1001321483 | LE50758 | -33.8847 | 151.1932 | 1 | CS | 1 | Standard
10483 | 5710 | 1001321892 | LE50757 | -33.8846 | 151.1928 | 1 | CS | 1 | Standard
10484 | 5721 | 1001321508 | LE50763 | -33.8848 | 151.1923 | 1 | CS | 1 | Standard
10485 | 5717 | 1001321897 | LE50761 | -33.8847 | 151.192 | 1 | CS | 1 | Standard
10486 | 5723 | 1001321513 | LE50764 | -33.8848 | 151.1916 | 1 | CS | 1 | Standard
10487 | 5734 | 1001321922 | LE50770 | -33.8849 | 151.1912 | 1 | CS | 1 | Standard
10488 | 5726 | 1001321527 | LE50766 | -33.8848 | 151.1908 | 1 | CS | 1 | Standard
10489 | 5735 | 1001321927 | LE50771 | -33.8849 | 151.1905 | 1 | CS | 1 | Standard
10490 | 5724 | 1001321518 | LE50765 | -33.8848 | 151.19 | 1 | CS | 1 | Standard
10491 | 5732 | 1001321917 | LE50769 | -33.8849 | 151.1897 | 1 | CS | 1 | Standard
10492 | 5720 | 1001321503 | LE50762 | -33.8847 | 151.1892 | 1 | CS | 1 | Standard
10493 | 5728 | 1001321907 | LE50768 | -33.8848 | 151.1889 | 1 | CS | 1 | Standard
10494 | 5715 | 1001321488 | LE50759 | -33.8847 | 151.1884 | 1 | CS | 1 | Standard
10495 | 5363 | 1001321437 | LE50661 | -33.8811 | 151.1846 | 1 | CS | 1 | Standard
10496 | 5422 | 1001321442 | LE50662 | -33.8815 | 151.184 | 1 | CS | 1 | Standard
10497 | 5434 | 1001321195 | LE50663 | -33.8816 | 151.1834 | 1 | CS | 1 | Standard
10498 | 5463 | 1001321451 | LE50665 | -33.8818 | 151.1834 | 1 | CS | 1 | Standard
10499 | 5451 | 1001321446 | LE50664 | -33.8817 | 151.1835 | 1 | CS | 1 | Standard
10500 | 5470 | 1001321456 | LE50666 | -33.8818 | 151.1833 | 1 | CS | 1 | Standard
10501 | 5091 | 1001321413 | LE50650 | -33.8797 | 151.1874 | 1 | CS | 1 | Standard
10502 | 5179 | 1001321418 | LE50655 | -33.8801 | 151.1866 | 1 | CS | 1 | Standard
10503 | 5285 | 1001321427 | LE50659 | -33.8806 | 151.1855 | 1 | CS | 1 | Standard
10504 | 5307 | 1001321433 | LE50660 | -33.8808 | 151.1853 | 1 | CS | 1 | Standard
10505 | 5248 | 1001321423 | LE50657 | -33.8804 | 151.186 | 1 | CS | 1 | Standard
10506 | 5727 | 1001321902 | LE50767 | -33.8848 | 151.188 | 1 | CS | 1 | Standard
10507 | 5718 | 1001321497 | LE50706 | -33.8847 | 151.1876 | 1 | CS | 1 | Standard
10508 | 5730 | 1001321912 | LE50708 | -33.8848 | 151.1875 | 1 | CS | 1 | Standard
10509 | 5725 | 1001321522 | LE50707 | -33.8848 | 151.187 | 1 | CS | 1 | Standard
10510 | 5736 | 1001321932 | LE50709 | -33.8849 | 151.1866 | 1 | CS | 1 | Standard
10511 | 5737 | 1001321532 | LE50710 | -33.8849 | 151.1861 | 1 | CS | 1 | Standard
10512 | 5741 | 1001321937 | LE50711 | -33.885 | 151.1858 | 1 | CS | 1 | Standard
10513 | 5742 | 1001321537 | LE50712 | -33.885 | 151.1855 | 1 | CS | 1 | Standard
10514 | 5744 | 1001321942 | LE50713 | -33.8851 | 151.1855 | 1 | CS | 1 | Standard
10515 | 5746 | 1001321541 | LE50714 | -33.885 | 151.1853 | 1 | CS | 1 | Standard
10516 | 5753 | 1001321947 | LE50715 | -33.8851 | 151.1851 | 1 | CS | 1 | Standard
10517 | 5503 | 1001321461 | LE50667 | -33.8822 | 151.1827 | 1 | CS | 1 | Standard
10518 | 5511 | 1001321849 | LE50668 | -33.8823 | 151.1825 | 1 | CS | 1 | Standard
10519 | 5520 | 1001321854 | LE50669 | -33.8824 | 151.1823 | 1 | CS | 1 | Standard
10520 | 5756 | 1001321546 | LE50716 | -33.8851 | 151.1846 | 1 | CS | 1 | Standard
10521 | 5778 | 1001321971 | LE50723 | -33.8856 | 151.1827 | 1 | CS | 1 | Standard
10522 | 5781 | 1001321561 | LE50724 | -33.8856 | 151.1822 | 1 | CS | 1 | Standard
10523 | 5789 | 1001321976 | LE50725 | -33.8857 | 151.1819 | 1 | CS | 1 | Standard
10524 | 5790 | 1001321566 | LE50726 | -33.8857 | 151.1815 | 1 | CS | 1 | Standard
10525 | 5794 | 1001321981 | LE50727 | -33.8858 | 151.1811 | 1 | CS | 1 | Standard
10526 | 5761 | 1001321957 | LE50718 | -33.8853 | 151.1843 | 1 | CS | 1 | Standard
10527 | 5757 | 1001321952 | LE50717 | -33.8852 | 151.1847 | 1 | CS | 1 | Standard
10528 | 5764 | 1001321551 | LE50719 | -33.8853 | 151.1838 | 1 | CS | 1 | Standard
10529 | 5766 | 1001321962 | LE50720 | -33.8854 | 151.1838 | 1 | CS | 1 | Standard
10530 | 5768 | 1001321966 | LE50721 | -33.8854 | 151.1835 | 1 | CS | 1 | Standard
10531 | 5770 | 1001321556 | LE50722 | -33.8854 | 151.1831 | 1 | CS | 1 | Standard
10532 | 5861 | 1001321179 | LE50732 | -33.887 | 151.1869 | 1 | CS | 1 | Standard
10533 | 5865 | 1001321184 | LE50733 | -33.8871 | 151.1869 | 1 | CS | 1 | Standard
10534 | 5920 | 1001325437 | LE50817 | -33.8888 | 151.1823 | 1 | CS | 1 | Standard
10535 | 295319851 | 1001331659 | LE50818 | -33.8895 | 151.19 | 1 | CS | 1 | Standard
10536 | 6257 | 1001331754 | LE50819 | -33.8959 | 151.182 | 1 | CS | 1 | Standard
10537 | 5876 | 1001321632 | LE50634 | -33.8874 | 151.1744 | 1 | CS | 1 | Standard
10538 | 5870 | 1001321621 | LE50632 | -33.8873 | 151.175 | 1 | CS | 1 | Standard
10539 | 5875 | 1001321626 | LE50633 | -33.8874 | 151.1745 | 1 | CS | 1 | Standard
10540 | 5878 | 1001321637 | LE50635 | -33.8874 | 151.1743 | 1 | CS | 1 | Standard
10541 | 5882 | 1001321642 | LE50636 | -33.8875 | 151.1744 | 1 | CS | 2 | Standard
10542 | 5899 | 1001321646 | LE50637 | -33.888 | 151.1745 | 1 | CS | 1 | Standard
10543 | 5903 | 1001321297 | LE50638 | -33.8881 | 151.1746 | 1 | CS | 1 | Standard
10544 | 5915 | 1001321301 | LE50773 | -33.8886 | 151.1748 | 1 | CS | 2 | Standard
10545 | 5916 | 1001321306 | LE50774 | -33.8886 | 151.1748 | 1 | CS | 1 | Standard
10546 | 5917 | 1001329557 | LE50775 | -33.8887 | 151.1748 | 1 | CS | 1 | Standard
10547 | 5948 | 1001329567 | LE50776 | -33.8894 | 151.1751 | 1 | CS | 1 | Standard
10548 | 167471 | 1001325181 | LE50772 | -33.889 | 151.1707 | 1 | CS | 2 | Standard
10549 | 5775 | 1001321823 | LE50598 | -33.8856 | 151.1761 | 1 | CS | 1 | Standard
10550 | 5785 | 1001321829 | LE50599 | -33.8856 | 151.176 | 1 | CS | 1 | Standard
10551 | 5788 | 1001321200 | LE50600 | -33.8857 | 151.1762 | 1 | CS | 1 | Standard
10552 | 5802 | 1001321839 | LE50603 | -33.886 | 151.1754 | 1 | CS | 1 | Standard
10553 | 5793 | 1001321834 | LE50601 | -33.8858 | 151.1752 | 1 | CS | 1 | Standard
10554 | 5805 | 1001323049 | LE50604 | -33.8861 | 151.1773 | 1 | CS | 2 | Standard
10555 | 82300 | 1001327496 | LE50639 | -33.8858 | 151.1773 | 1 | Not CS | 0 | Standard
10556 | 5799 | 1001323045 | LE50602 | -33.886 | 151.1773 | 1 | CS | 1 | Standard
10557 | 5811 | 1001321326 | LE50607 | -33.8862 | 151.1763 | 1 | CS | 1 | Standard
10558 | 5822 | 1001321331 | LE50615 | -33.8863 | 151.1763 | 1 | CS | 1 | Standard
10559 | 5807 | 1001321873 | LE50605 | -33.8861 | 151.1773 | 1 | CS | 1 | Standard
10560 | 5843 | 1001321586 | LE50622 | -33.8867 | 151.1773 | 1 | CS | 1 | Standard
10561 | 5834 | 1001321697 | LE50618 | -33.8866 | 151.1781 | 1 | CS | 1 | Standard
10562 | 5840 | 1001321844 | LE50621 | -33.8867 | 151.1775 | 1 | CS | 1 | Standard
10563 | 5853 | 1001321286 | LE50628 | -33.887 | 151.1783 | 1 | CS | 1 | Standard
10564 | 5852 | 1001325431 | LE50627 | -33.8869 | 151.1783 | 1 | CS | 1 | Standard
10565 | 5850 | 1001321596 | LE50625 | -33.8869 | 151.1765 | 1 | CS | 1 | Standard
10566 | 5851 | 1001321601 | LE50626 | -33.8869 | 151.1765 | 1 | CS | 1 | Standard
10567 | 5849 | 1001321591 | LE50624 | -33.8869 | 151.1767 | 1 | CS | 1 | Standard
10568 | 5862 | 1001321611 | LE50630 | -33.8871 | 151.1758 | 1 | CS | 1 | Standard
10569 | 5859 | 1001321606 | LE50629 | -33.887 | 151.1762 | 1 | CS | 1 | Standard
10570 | 5866 | 1001321616 | LE50631 | -33.8872 | 151.1762 | 1 | CS | 1 | Standard
10571 | 2889865 | 1001737268 | LE19658 | -33.8859 | 151.179 | 1 | CS | 1 | Preformed
10572 | 5795 | 1001321571 | LE50728 | -33.8859 | 151.1807 | 1 | CS | 1 | Standard
10573 | 5803 | 1001321986 | LE50729 | -33.886 | 151.1804 | 1 | CS | 1 | Standard
10574 | 5868 | 1001321702 | LE50734 | -33.8872 | 151.1801 | 1 | CS | 1 | Standard
10575 | 5808 | 1001321321 | LE50606 | -33.8861 | 151.1791 | 1 | CS | 1 | Standard
10576 | 5819 | 1001321677 | LE50612 | -33.8863 | 151.1792 | 1 | CS | 1 | Standard
10577 | 5817 | 1001321174 | LE50611 | -33.8863 | 151.1791 | 1 | CS | 1 | Standard
10578 | 5815 | 1001321169 | LE50609 | -33.8863 | 151.1792 | 1 | CS | 1 | Standard
10579 | 5820 | 1001327526 | LE50613 | -33.8863 | 151.1792 | 1 | CS | 1 | Standard
10580 | 5821 | 1001321682 | LE50614 | -33.8863 | 151.179 | 1 | CS | 1 | Standard
10581 | 5825 | 1001321687 | LE50616 | -33.8864 | 151.1788 | 1 | CS | 1 | Standard
10582 | 5810 | 1001321991 | LE50731 | -33.8862 | 151.1796 | 1 | CS | 1 | Standard
10583 | 5812 | 1001321581 | LE50608 | -33.8862 | 151.1794 | 1 | CS | 1 | Standard
10584 | 5816 | 1001321996 | LE50610 | -33.8863 | 151.1793 | 1 | CS | 1 | Standard
10585 | 5806 | 1001321576 | LE50730 | -33.8861 | 151.18 | 1 | CS | 1 | Standard
10586 | 5831 | 1001321692 | LE50617 | -33.8865 | 151.1794 | 1 | CS | 1 | Standard
10587 | 5837 | 1001321274 | LE50619 | -33.8867 | 151.1795 | 1 | CS | 1 | Standard
10588 | 5839 | 1001321278 | LE50620 | -33.8867 | 151.1792 | 1 | CS | 1 | Standard
10589 | 5846 | 1001321283 | LE50623 | -33.8869 | 151.1786 | 1 | CS | 1 | Standard
10590 | 5888 | 1001321707 | LE50735 | -33.8877 | 151.1806 | 1 | CS | 1 | Standard
10591 | 5892 | 1001321712 | LE50736 | -33.8878 | 151.1805 | 1 | CS | 1 | Standard
10592 | 5893 | 1001321717 | LE50737 | -33.8878 | 151.1806 | 1 | CS | 1 | Standard
10593 | 5896 | 1001321291 | LE50738 | -33.8879 | 151.1806 | 1 | CS | 1 | Standard
10594 | 5989 | 1001321311 | LE50777 | -33.89 | 151.1754 | 1 | CS | 1 | Standard
10595 | 6022 | 1001329572 | LE50778 | -33.8906 | 151.1757 | 1 | CS | 3 | Standard
10596 | 6055 | 1001329840 | LE50779 | -33.8912 | 151.1759 | 1 | CS | 1 | Standard
10597 | 6088 | 1001331452 | LE50782 | -33.8917 | 151.1761 | 1 | CS | 1 | Standard
10598 | 6092 | 1001321316 | LE50784 | -33.8918 | 151.176 | 1 | CS | 1 | Standard
10599 | 6106 | 1001331473 | LE50787 | -33.892 | 151.1753 | 1 | CS | 1 | Standard
10600 | 6100 | 1001331467 | LE50786 | -33.8919 | 151.1746 | 1 | CS | 1 | Standard
10601 | 6252 | 1001329908 | LE50814 | -33.8958 | 151.1765 | 1 | CS | 1 | Standard
10602 | 6075 | 1001331442 | LE50780 | -33.8916 | 151.1725 | 1 | CS | 1 | Standard
10603 | 6098 | 1001331462 | LE50785 | -33.8918 | 151.1724 | 1 | CS | 1 | Standard
10604 | 6080 | 1001331447 | LE50781 | -33.8917 | 151.173 | 1 | CS | 1 | Standard
10605 | 6090 | 1001331457 | LE50783 | -33.8918 | 151.1738 | 1 | CS | 1 | Standard
10606 | 6130 | 1001331477 | LE50788 | -33.8925 | 151.1723 | 1 | CS | 1 | Standard
10607 | 6164 | 1001331483 | LE50789 | -33.8931 | 151.1722 | 1 | CS | 1 | Standard
10608 | 6191 | 1001331487 | LE50790 | -33.8938 | 151.172 | 1 | CS | 1 | Standard
10609 | 6205 | 1001331491 | LE50810 | -33.8944 | 151.1719 | 1 | CS | 1 | Standard
10610 | 6217 | 1001331497 | LE50811 | -33.8947 | 151.1719 | 1 | CS | 1 | Standard
10611 | 6230 | 1001331546 | LE50812 | -33.8949 | 151.1719 | 1 | CS | 1 | Standard
10612 | 6241 | 1001329903 | LE50813 | -33.8954 | 151.172 | 1 | CS | 1 | Standard
10613 | 6246 | 1001331502 | LE50791 | -33.8956 | 151.1713 | 1 | CS | 1 | Standard
10614 | 6256 | 1001329920 | LE50816 | -33.8959 | 151.173 | 1 | CS | 1 | Standard
10615 | 6254 | 1001329913 | LE50815 | -33.8959 | 151.173 | 1 | CS | 1 | Standard
10616 | 6265 | 1001331506 | LE50792 | -33.8962 | 151.1709 | 1 | CS | 1 | Standard
10617 | 6277 | 1001331690 | LE50793 | -33.8966 | 151.1707 | 1 | CS | 1 | Standard
10618 | 6293 | 1001331695 | LE50794 | -33.8968 | 151.1706 | 1 | CS | 1 | Standard
10619 | 1863 | 1001329531 | SY53898 | -33.8671 | 151.2263 | 1 | CS | 1 | Standard
10620 | 1909 | 1001319260 | SY53899 | -33.8673 | 151.2245 | 1 | CS | 1 | Standard
10621 | 1996 | 1001319265 | SY53903 | -33.8676 | 151.2246 | 1 | CS | 1 | Standard
10622 | 1954 | 1001325808 | SY53900 | -33.8675 | 151.2257 | 1 | CS | 1 | Standard
10623 | 1979 | 1001319250 | SY53901 | -33.8675 | 151.2254 | 1 | CS | 1 | Standard
10624 | 1994 | 1001319255 | SY53902 | -33.8676 | 151.2251 | 1 | CS | 1 | Standard
10625 | 2020 | 1001319270 | SY53904 | -33.8677 | 151.2246 | 1 | CS | 1 | Standard
10626 | 2030 | 1001327643 | SY53905 | -33.8677 | 151.2246 | 1 | CS | 1 | Standard
10627 | 2083 | 1001327647 | SY53907 | -33.8679 | 151.2246 | 1 | CS | 1 | Standard
10628 | 2067 | 1001329536 | SY53906 | -33.8678 | 151.2273 | 1 | CS | 1 | Standard
10629 | 2137 | 1001327652 | SY53908 | -33.8681 | 151.2263 | 1 | CS | 1 | Standard
10630 | 2151 | 1001327657 | SY53909 | -33.8682 | 151.2259 | 1 | CS | 1 | Standard
10631 | 42944 | 1001323040 | SY53947 | -33.8695 | 151.2267 | 1 | CS | 1 | Standard
10632 | 2391 | 1001329605 | SY53911 | -33.8688 | 151.2238 | 1 | CS | 1 | Standard
10633 | 2438 | 1001329610 | SY53912 | -33.8689 | 151.2246 | 1 | CS | 1 | Standard
10634 | 2513 | 1001329573 | SY53922 | -33.8691 | 151.2257 | 1 | CS | 1 | Standard
10635 | 2549 | 1001329585 | SY53924 | -33.8692 | 151.2257 | 1 | CS | 1 | Standard
10636 | 2496 | 1001329623 | SY53919 | -33.8691 | 151.2254 | 1 | CS | 1 | Standard
10637 | 2493 | 1001331054 | SY53918 | -33.8691 | 151.2254 | 1 | CS | 1 | Standard
10638 | 2502 | 1001329600 | SY53920 | -33.8691 | 151.2255 | 1 | CS | 1 | Standard
10639 | 2628 | 1001329590 | SY53927 | -33.8695 | 151.2256 | 1 | CS | 1 | Standard
10640 | 2735 | 1001321846 | SY53933 | -33.8699 | 151.2255 | 1 | CS | 1 | Standard
10641 | 2716 | 1001319834 | SY53931 | -33.8699 | 151.2253 | 1 | CS | 1 | Standard
10642 | 2710 | 1001319829 | SY53930 | -33.8699 | 151.2252 | 1 | CS | 1 | Standard
10643 | 2708 | 1001319824 | SY53929 | -33.8699 | 151.2252 | 1 | CS | 1 | Standard
10644 | 2809 | 1001319220 | SY54079 | -33.8702 | 151.2289 | 1 | CS | 1 | Standard
10645 | 2833 | 1001329595 | SY53942 | -33.8704 | 151.2255 | 1 | CS | 1 | Standard
10646 | 3059 | 1001331891 | SY53944 | -33.8709 | 151.2253 | 1 | CS | 1 | Standard
10647 | 3109 | 1001319944 | SY53945 | -33.8711 | 151.2252 | 1 | CS | 1 | Standard
10648 | 3296 | 1001329467 | SY54023 | -33.8721 | 151.2246 | 1 | CS | 1 | Standard
10649 | 884564 | 1001329795 | SY54069 | -33.8724 | 151.2249 | 1 | CS | 2 | Standard
10650 | 3387 | 1001329472 | SY54024 | -33.8724 | 151.2239 | 1 | Not CS | 0 | Standard
10651 | 3502 | 1001329477 | SY54025 | -33.8728 | 151.225 | 1 | Not CS | 0 | Standard
10652 | 884565 | 1001329797 | SY54070 | -33.8727 | 151.2248 | 1 | CS | 2 | Standard
10653 | 884573 | 1001329770 | SY54076 | -33.8732 | 151.2249 | 1 | CS | 2 | Standard
10654 | 802978 | 1001327673 | SY54068 | -33.8733 | 151.2242 | 1 | CS | 2 | Standard
10655 | 2363 | 1001329541 | SY53910 | -33.8688 | 151.2234 | 1 | CS | 1 | Standard
10656 | 2445 | 1001329616 | SY53913 | -33.869 | 151.2233 | 1 | CS | 1 | Standard
10657 | 2469 | 1001327706 | SY53916 | -33.869 | 151.2234 | 1 | CS | 1 | Standard
10658 | 2475 | 1001333819 | SY53917 | -33.869 | 151.2233 | 1 | CS | 1 | Standard
10659 | 2466 | 1001319019 | SY53915 | -33.869 | 151.2224 | 1 | CS | 1 | Standard
10660 | 2446 | 1001329620 | SY53914 | -33.869 | 151.2227 | 1 | CS | 1 | Standard
10661 | 2697 | 1001327712 | SY53928 | -33.8698 | 151.2232 | 1 | CS | 1 | Standard
10662 | 2738 | 1001327715 | SY53934 | -33.87 | 151.2229 | 1 | CS | 1 | Standard
10663 | 2776 | 1001327721 | SY53938 | -33.8701 | 151.2227 | 1 | CS | 1 | Standard
10664 | 2512 | 1001319024 | SY53921 | -33.8691 | 151.2222 | 1 | CS | 1 | Standard
10665 | 2517 | 1001329578 | SY53923 | -33.8691 | 151.2218 | 1 | CS | 1 | Standard
10666 | 2861 | 1001327726 | SY53943 | -33.8705 | 151.2231 | 1 | CS | 1 | Standard
10667 | 3140 | 1001327731 | SY53946 | -33.8713 | 151.2229 | 1 | CS | 1 | Standard
10668 | 3254 | 1001327736 | SY54022 | -33.8719 | 151.2228 | 1 | CS | 1 | Standard
10669 | 1606 | 1001325442 | SY54182 | -33.8662 | 151.2718 | 1 | CS | 1 | Standard
10670 | 2719 | 1001329177 | SY54185 | -33.8698 | 151.2698 | 1 | CS | 1 | Standard
10671 | 2750 | 1001329121 | SY54186 | -33.8699 | 151.2696 | 1 | CS | 1 | Standard
10672 | 2805 | 1001329182 | SY54188 | -33.8701 | 151.2701 | 1 | CS | 1 | Standard
10673 | 2947 | 1001329187 | SY54191 | -33.8706 | 151.2706 | 1 | CS | 1 | Standard
10674 | 3137 | 1001329192 | SY54194 | -33.8712 | 151.2711 | 1 | CS | 1 | Standard
10675 | 3233 | 1001329196 | SY54215 | -33.8717 | 151.2717 | 1 | CS | 1 | Standard
10676 | 2841 | 1001329127 | SY54189 | -33.8703 | 151.269 | 1 | CS | 1 | Standard
10677 | 2970 | 1001329132 | SY54179 | -33.8707 | 151.2683 | 1 | CS | 1 | Standard
10678 | 2959 | 1001331138 | SY54192 | -33.8707 | 151.2692 | 1 | CS | 1 | Standard
10679 | 3119 | 1001329137 | SY54180 | -33.8711 | 151.2677 | 1 | CS | 1 | Standard
10680 | 3151 | 1001329405 | SY54181 | -33.8712 | 151.2675 | 1 | CS | 1 | Standard
10681 | 3170 | 1001329357 | SY54195 | -33.8713 | 151.2673 | 1 | CS | 1 | Standard
10682 | 3195 | 1001329362 | SY54196 | -33.8714 | 151.267 | 1 | CS | 1 | Standard
10683 | 3232 | 1001329367 | SY54197 | -33.8717 | 151.2662 | 1 | CS | 1 | Standard
10684 | 3285 | 1001329372 | SY54198 | -33.8719 | 151.2655 | 1 | CS | 1 | Standard
10685 | 3353 | 1001329730 | SY54164 | -33.8722 | 151.2574 | 1 | CS | 1 | Standard
10686 | 3311 | 1001329640 | SY54158 | -33.872 | 151.2568 | 1 | CS | 2 | Standard
10687 | 3061 | 1001331390 | SY54116 | -33.8709 | 151.2546 | 1 | CS | 1 | Standard
10688 | 3024 | 1001332678 | SY54113 | -33.8708 | 151.2542 | 1 | CS | 1 | Standard
10689 | 3054 | 1001332685 | SY54114 | -33.8709 | 151.2543 | 1 | CS | 1 | Standard
10690 | 3097 | 1001332693 | SY54118 | -33.871 | 151.2543 | 1 | CS | 1 | Standard
10691 | 3196 | 1001332704 | SY54148 | -33.8715 | 151.2553 | 1 | CS | 1 | Standard
10692 | 3206 | 1001331395 | SY54150 | -33.8715 | 151.2553 | 1 | CS | 1 | Standard
10693 | 3243 | 1001329680 | SY54154 | -33.8717 | 151.256 | 1 | CS | 1 | Standard
10694 | 2754 | 1001332654 | SY54101 | -33.87 | 151.2523 | 1 | CS | 1 | Standard
10695 | 2813 | 1001332658 | SY54102 | -33.8702 | 151.2523 | 1 | CS | 1 | Standard
10696 | 2851 | 1001332662 | SY54103 | -33.8704 | 151.252 | 1 | CS | 1 | Standard
10697 | 2893 | 1001332670 | SY54104 | -33.8706 | 151.2518 | 1 | CS | 1 | Standard
10698 | 2867 | 1001332666 | SY54111 | -33.8705 | 151.2535 | 1 | CS | 1 | Standard
10699 | 2744 | 1001332651 | SY54110 | -33.8699 | 151.2525 | 1 | CS | 1 | Standard
10700 | 3063 | 1001332689 | SY54108 | -33.8709 | 151.2517 | 1 | CS | 1 | Standard
10701 | 3052 | 1001332682 | SY54107 | -33.8709 | 151.2517 | 1 | CS | 1 | Standard
10702 | 3129 | 1001332697 | SY54109 | -33.8712 | 151.2515 | 1 | CS | 1 | Standard
10703 | 3210 | 1001332709 | SY54122 | -33.8716 | 151.2511 | 1 | CS | 1 | Standard
10704 | 3359 | 1001332713 | SY54123 | -33.8723 | 151.2504 | 1 | CS | 1 | Standard
10705 | 3399 | 1001332718 | SY54124 | -33.8724 | 151.2501 | 1 | CS | 1 | Standard
10706 | 3430 | 1001332721 | SY54125 | -33.8726 | 151.2496 | 1 | CS | 1 | Standard
10707 | 3490 | 1001332725 | SY54126 | -33.8728 | 151.2488 | 1 | CS | 1 | Standard
10708 | 3521 | 1001329340 | SY54127 | -33.8728 | 151.2485 | 1 | CS | 1 | Standard
10709 | 3548 | 1001332729 | SY54128 | -33.8729 | 151.2481 | 1 | CS | 1 | Standard
10710 | 3576 | 1001332732 | SY54129 | -33.873 | 151.2478 | 1 | CS | 1 | Standard
10711 | 3608 | 1001332735 | SY54130 | -33.8732 | 151.2475 | 1 | CS | 1 | Standard
10712 | 3656 | 1001332739 | SY54131 | -33.8735 | 151.2473 | 1 | CS | 1 | Standard
10713 | 3713 | 1001332743 | SY54132 | -33.8738 | 151.2473 | 1 | CS | 1 | Standard
10714 | 3789 | 1001332747 | SY54133 | -33.8742 | 151.2474 | 1 | CS | 1 | Standard
10715 | 3872 | 1001332750 | SY54134 | -33.8745 | 151.2473 | 1 | CS | 1 | Standard
10716 | 3905 | 1001332754 | SY54135 | -33.8747 | 151.2473 | 1 | CS | 1 | Standard
10717 | 3932 | 1001332758 | SY54136 | -33.8749 | 151.2472 | 1 | CS | 1 | Standard
10718 | 4019 | 1001332766 | SY54138 | -33.8753 | 151.2467 | 1 | CS | 1 | Standard
10719 | 4000 | 1001332762 | SY54137 | -33.8752 | 151.2465 | 1 | CS | 1 | Standard
10720 | 4051 | 1001319155 | SY54143 | -33.8754 | 151.2463 | 1 | CS | 1 | Standard
10721 | 4040 | 1001332778 | SY54142 | -33.8754 | 151.2466 | 1 | CS | 1 | Standard
10722 | 4071 | 1001332782 | SY54144 | -33.8755 | 151.2466 | 1 | CS | 1 | Standard
10723 | 4352 | 1001332786 | SY54145 | -33.8767 | 151.2454 | 1 | CS | 1 | Standard
10724 | 4375 | 1001332790 | SY54146 | -33.8768 | 151.2453 | 1 | CS | 1 | Standard
10725 | 1283916 | 1001323693 | SY56348 | -33.8759 | 151.244 | 1 | CS | 2 | Standard
10726 | 1283912 | 1001323689 | SY56347 | -33.8759 | 151.2442 | 1 | CS | 2 | Standard
10727 | 1283911 | 1001333540 | SY56346 | -33.8761 | 151.2442 | 1 | CS | 1 | Standard
10728 | 1283914 | 1001333544 | SY56349 | -33.8762 | 151.2441 | 1 | CS | 2 | Standard
10729 | 1283909 | 1001323683 | SY56345 | -33.876 | 151.244 | 1 | CS | 2 | Standard
10730 | 3382 | 1001329690 | SY54168 | -33.8724 | 151.2582 | 1 | CS | 1 | Standard
10731 | 4469 | 1001332794 | SY55741 | -33.8772 | 151.2449 | 1 | CS | 1 | Standard
10732 | 4490 | 1001332798 | SY55742 | -33.8773 | 151.2448 | 1 | CS | 1 | Standard
10733 | 4516 | 1001332643 | SY55743 | -33.8774 | 151.2445 | 1 | CS | 1 | Standard
10734 | 4540 | 1001332647 | SY55714 | -33.8774 | 151.244 | 1 | CS | 1 | Standard
10735 | 4865 | 1001334082 | SY55744 | -33.8787 | 151.2453 | 1 | CS | 1 | Standard
10736 | 3421 | 1001332807 | SY54174 | -33.8725 | 151.259 | 1 | CS | 1 | Standard
10737 | 3446 | 1001329152 | SY54175 | -33.8726 | 151.2598 | 1 | CS | 1 | Standard
10738 | 3411 | 1001332802 | SY54173 | -33.8725 | 151.2587 | 1 | CS | 1 | Standard
10739 | 3343 | 1001329376 | SY54199 | -33.8722 | 151.2648 | 1 | CS | 1 | Standard
10740 | 3385 | 1001329142 | SY54201 | -33.8724 | 151.2643 | 1 | CS | 1 | Standard
10741 | 3412 | 1001329147 | SY54205 | -33.8725 | 151.2642 | 1 | CS | 1 | Standard
10742 | 3534 | 1001329161 | SY54211 | -33.8728 | 151.2636 | 1 | CS | 1 | Standard
10743 | 3570 | 1001329166 | SY54212 | -33.873 | 151.2629 | 1 | CS | 1 | Standard
10744 | 3579 | 1001329171 | SY54213 | -33.873 | 151.2631 | 1 | CS | 1 | Standard
10745 | 3508 | 1001329157 | SY54210 | -33.8728 | 151.2621 | 1 | CS | 1 | Standard
10746 | 3467 | 1001329060 | SY54209 | -33.8727 | 151.2617 | 1 | CS | 1 | Standard
10747 | 3466 | 1001329085 | SY54208 | -33.8727 | 151.2613 | 1 | CS | 1 | Standard
10748 | 4022 | 1001329231 | SY54228 | -33.8753 | 151.2723 | 1 | CS | 1 | Standard
10749 | 4154 | 1001329236 | SY54229 | -33.8758 | 151.272 | 1 | CS | 1 | Standard
10750 | 4280 | 1001329241 | SY54230 | -33.8764 | 151.2715 | 1 | CS | 1 | Standard
10751 | 4416 | 1001329246 | SY55887 | -33.8769 | 151.271 | 1 | CS | 1 | Standard
10752 | 4535 | 1001319456 | SY55888 | -33.8774 | 151.2705 | 1 | CS | 1 | Standard
10753 | 4697 | 1001319460 | SY55889 | -33.878 | 151.2703 | 1 | CS | 1 | Standard
10754 | 4863 | 1001319419 | SY55890 | -33.8787 | 151.2703 | 1 | CS | 1 | Standard
10755 | 5042 | 1001319424 | SY55891 | -33.8793 | 151.2704 | 1 | CS | 1 | Standard
10756 | 5196 | 1001319427 | SY55892 | -33.88 | 151.2704 | 1 | CS | 1 | Standard
10757 | 5314 | 1001319432 | SY55893 | -33.8806 | 151.2703 | 1 | CS | 1 | Standard
10758 | 5415 | 1001329115 | SY55894 | -33.8813 | 151.2701 | 1 | CS | 1 | Standard
10759 | 5496 | 1001319183 | SY55895 | -33.8819 | 151.2698 | 1 | CS | 1 | Standard
10760 | 5879 | 1001319344 | SY55912 | -33.8872 | 151.2654 | 1 | CS | 1 | Standard
10761 | 5889 | 1001319301 | SY55915 | -33.8876 | 151.2648 | 1 | CS | 1 | Standard
10762 | 5885 | 1001319297 | SY55914 | -33.8875 | 151.265 | 1 | CS | 1 | Standard
10763 | 5872 | 1001319202 | SY55910 | -33.8871 | 151.2622 | 1 | CS | 1 | Standard
10764 | 5905 | 1001319322 | SY55920 | -33.888 | 151.2634 | 1 | CS | 1 | Standard
10765 | 5900 | 1001319307 | SY55916 | -33.8879 | 151.2626 | 1 | CS | 1 | Standard
10766 | 5880 | 1001319436 | SY55913 | -33.8873 | 151.2622 | 1 | CS | 1 | Standard
10767 | 5873 | 1001319206 | SY55911 | -33.8872 | 151.2624 | 1 | CS | 1 | Standard
10768 | 5902 | 1001319311 | SY55918 | -33.888 | 151.2621 | 1 | CS | 1 | Standard
10769 | 5901 | 1001319490 | SY55917 | -33.8879 | 151.2619 | 1 | CS | 1 | Standard
10770 | 5906 | 1001319330 | SY55921 | -33.888 | 151.2618 | 1 | CS | 1 | Standard
10771 | 5619 | 1001329091 | SY55927 | -33.8837 | 151.2688 | 1 | CS | 1 | Standard
10772 | 5628 | 1001329095 | SY55899 | -33.8838 | 151.2687 | 1 | CS | 1 | Standard
10773 | 5676 | 1001329100 | SY55900 | -33.8842 | 151.2684 | 1 | CS | 1 | Standard
10774 | 5582 | 1001329086 | SY55926 | -33.8831 | 151.2692 | 1 | CS | 1 | Standard
10775 | 5748 | 1001319188 | SY55902 | -33.8849 | 151.2678 | 1 | CS | 3 | Standard
10776 | 5762 | 1001319279 | SY55903 | -33.8851 | 151.2678 | 1 | CS | 1 | Standard
10777 | 5772 | 1001319227 | SY55904 | -33.8853 | 151.2673 | 1 | CS | 1 | Standard
10778 | 5738 | 1001319334 | SY55901 | -33.8848 | 151.268 | 1 | CS | 1 | Standard
10779 | 5773 | 1001319185 | SY55905 | -33.8853 | 151.2673 | 1 | CS | 1 | Standard
10780 | 5782 | 1001319283 | SY55906 | -33.8855 | 151.2675 | 1 | CS | 1 | Standard
10781 | 5801 | 1001319287 | SY55907 | -33.8858 | 151.2671 | 1 | CS | 1 | Standard
10782 | 5855 | 1001319339 | SY55909 | -33.8868 | 151.266 | 1 | CS | 1 | Standard
10783 | 5828 | 1001319292 | SY55908 | -33.8863 | 151.2666 | 1 | CS | 1 | Standard
10784 | 5911 | 1001319211 | SY55929 | -33.8882 | 151.2657 | 1 | CS | 1 | Standard
10785 | 5907 | 1001319193 | SY55922 | -33.888 | 151.2654 | 1 | CS | 1 | Standard
10786 | 5908 | 1001319198 | SY55923 | -33.8881 | 151.2655 | 1 | CS | 1 | Standard
10787 | 5924 | 1001319500 | SY55932 | -33.8888 | 151.2667 | 1 | CS | 1 | Standard
10788 | 5935 | 1001319505 | SY55933 | -33.889 | 151.267 | 1 | CS | 1 | Standard
10789 | 5921 | 1001319221 | SY55931 | -33.8887 | 151.2665 | 1 | CS | 1 | Standard
10790 | 5913 | 1001319216 | SY55930 | -33.8884 | 151.266 | 1 | CS | 1 | Standard
10791 | 5936 | 1001319510 | SY55934 | -33.8891 | 151.2674 | 1 | CS | 1 | Standard
10792 | 5938 | 1001319465 | SY55935 | -33.8891 | 151.2681 | 1 | CS | 1 | Standard
10793 | 5940 | 1001319470 | SY55947 | -33.8891 | 151.2689 | 1 | CS | 1 | Standard
10794 | 5973 | 1001319241 | SY55955 | -33.8896 | 151.2715 | 1 | CS | 1 | Standard
10795 | 5972 | 1001319236 | SY55954 | -33.8895 | 151.2712 | 1 | CS | 1 | Standard
10796 | 5979 | 1001319246 | SY55956 | -33.8897 | 151.2714 | 1 | CS | 1 | Standard
10797 | 1240966 | 1001331519 | SY56360 | -33.8902 | 151.2722 | 1 | CS | 2 | Standard
10798 | 6010 | 1001319261 | SY55960 | -33.8902 | 151.2724 | 1 | CS | 1 | Standard
10799 | 5994 | 1001319256 | SY55959 | -33.8899 | 151.2712 | 1 | CS | 1 | Standard
10800 | 5984 | 1001319251 | SY55958 | -33.8898 | 151.2718 | 1 | CS | 1 | Standard
10801 | 5945 | 1001319475 | SY55949 | -33.8892 | 151.2697 | 1 | CS | 1 | Standard
10802 | 5949 | 1001319461 | SY55951 | -33.8892 | 151.2705 | 1 | CS | 1 | Standard
10803 | 5946 | 1001319455 | SY55950 | -33.8892 | 151.27 | 1 | CS | 1 | Standard
10804 | 5955 | 1001319232 | SY55952 | -33.8893 | 151.2708 | 1 | CS | 1 | Standard
10805 | 6032 | 1001319266 | SY55963 | -33.8906 | 151.273 | 1 | CS | 1 | Standard
10806 | 6192 | 1001319768 | SY55973 | -33.8937 | 151.27 | 1 | CS | 1 | Standard
10807 | 6114 | 1001331102 | SY55939 | -33.892 | 151.2674 | 1 | CS | 1 | Standard
10808 | 5926 | 1001319539 | SY55837 | -33.8889 | 151.2599 | 1 | CS | 1 | Standard
10809 | 5942 | 1001319601 | SY55840 | -33.8892 | 151.2596 | 1 | CS | 1 | Standard
10810 | 5956 | 1001332639 | SY55842 | -33.8893 | 151.2594 | 1 | CS | 1 | Standard
10811 | 5953 | 1001319607 | SY55841 | -33.8893 | 151.2586 | 1 | CS | 1 | Standard
10812 | 5932 | 1001319591 | SY55838 | -33.889 | 151.2579 | 1 | CS | 1 | Standard
10813 | 5912 | 1001319524 | SY55834 | -33.8884 | 151.2604 | 1 | CS | 1 | Standard
10814 | 5910 | 1001319495 | SY55924 | -33.8882 | 151.2611 | 1 | CS | 1 | Standard
10815 | 5914 | 1001319529 | SY55835 | -33.8885 | 151.2602 | 1 | CS | 1 | Standard
10816 | 113534687 | 1003229680 | SY29053 | -33.8897 | 151.2618 | 2 | CS | 1 | Comms
10817 | 6001 | 1001325024 | SY55847 | -33.89 | 151.2594 | 1 | CS | 1 | Standard
10818 | 113534682 | 1003229679 | SY29052 | -33.8883 | 151.262 | 2 | CS | 1 | Comms
10819 | 5904 | 1001319317 | SY55919 | -33.888 | 151.2641 | 1 | CS | 1 | Standard
10820 | 6177 | 1001332335 | SY55940 | -33.8933 | 151.2634 | 1 | #REF! | #REF! | Standard
10821 | 6057 | 1001319565 | SY55855 | -33.8911 | 151.2586 | 1 | #REF! | #REF! | Standard
10822 | 6076 | 1001319487 | SY55936 | -33.8915 | 151.2607 | 1 | Not CS | 0 | Standard
10823 | 6084 | 1001319491 | SY55937 | -33.8915 | 151.2607 | 1 | CS | 1 | Standard
10824 | 6093 | 1001319498 | SY55938 | -33.8916 | 151.2613 | 1 | CS | 1 | Standard
10825 | 5991 | 1001319364 | SY55846 | -33.8898 | 151.2552 | 1 | CS | 1 | Standard
10826 | 6014 | 1001319370 | SY55848 | -33.8902 | 151.2546 | 1 | CS | 1 | Standard
10827 | 6019 | 1001319375 | SY55849 | -33.8904 | 151.2543 | 1 | CS | 1 | Standard
10828 | 6033 | 1001319380 | SY55850 | -33.8906 | 151.254 | 1 | CS | 1 | Standard
10829 | 6036 | 1001319385 | SY55851 | -33.8907 | 151.2538 | 1 | CS | 1 | Standard
10830 | 6042 | 1001319390 | SY55852 | -33.8909 | 151.2534 | 1 | CS | 1 | Standard
10831 | 6050 | 1001319612 | SY55853 | -33.891 | 151.2532 | 1 | CS | 1 | Standard
10832 | 6060 | 1001319570 | SY55856 | -33.8912 | 151.2532 | 1 | CS | 1 | Standard
10833 | 6054 | 1001319395 | SY55854 | -33.8911 | 151.253 | 1 | CS | 1 | Standard
10834 | 6061 | 1001319400 | SY55857 | -33.8912 | 151.2525 | 1 | CS | 1 | Standard
10835 | 103056 | 1001319430 | SY55830 | -33.8907 | 151.252 | 1 | CS | 3 | Standard
10836 | 5937 | 1001319596 | SY55839 | -33.8891 | 151.2566 | 1 | CS | 1 | Standard
10837 | 5957 | 1001319349 | SY55843 | -33.8893 | 151.2561 | 1 | CS | 1 | Standard
10838 | 5922 | 1001319534 | SY55836 | -33.8888 | 151.2572 | 1 | CS | 1 | Standard
10839 | 5970 | 1001319360 | SY55845 | -33.8895 | 151.2557 | 1 | CS | 1 | Standard
10840 | 5965 | 1001319355 | SY55844 | -33.8895 | 151.2558 | 1 | CS | 1 | Standard
10841 | 6072 | 1001332885 | SY55803 | -33.8914 | 151.2519 | 1 | CS | 1 | Standard
10842 | 6079 | 1001319405 | SY55804 | -33.8915 | 151.2519 | 1 | CS | 1 | Standard
10843 | 6087 | 1001329344 | SY55805 | -33.8916 | 151.2521 | 1 | CS | 1 | Standard
10844 | 6099 | 1001319410 | SY55806 | -33.8917 | 151.2516 | 1 | CS | 1 | Standard
10845 | 6109 | 1001329349 | SY55809 | -33.8919 | 151.2516 | 1 | CS | 1 | Standard
10846 | 6068 | 1001319575 | SY55858 | -33.8913 | 151.2526 | 1 | CS | 1 | Standard
10847 | 6023 | 1001332811 | SY55794 | -33.8905 | 151.2509 | 1 | CS | 1 | Standard
10848 | 6030 | 1001332815 | SY55796 | -33.8905 | 151.2509 | 1 | CS | 1 | Standard
10849 | 6031 | 1001333392 | SY55797 | -33.8906 | 151.2509 | 1 | CS | 1 | Standard
10850 | 6025 | 1001333388 | SY55795 | -33.8905 | 151.2508 | 1 | CS | 1 | Standard
10851 | 6048 | 1001332620 | SY55800 | -33.891 | 151.2506 | 1 | CS | 1 | Standard
10852 | 6045 | 1001334110 | SY55798 | -33.8909 | 151.2504 | 1 | CS | 1 | Standard
10853 | 6049 | 1001333396 | SY55801 | -33.891 | 151.2498 | 1 | CS | 1 | Standard
10854 | 6046 | 1001334114 | SY55799 | -33.8909 | 151.2501 | 1 | CS | 1 | Standard
10855 | 6062 | 1001319001 | SY55802 | -33.8912 | 151.2502 | 1 | CS | 1 | Standard
10856 | 145996 | 1001321129 | SY55831 | -33.8915 | 151.2484 | 1 | CS | 1 | Standard
10857 | 6110 | 1001321124 | SY55810 | -33.8919 | 151.2487 | 1 | CS | 1 | Standard
10858 | 6118 | 1001327074 | SY55814 | -33.8921 | 151.2489 | 1 | CS | 1 | Standard
10859 | 6120 | 1001327079 | SY55815 | -33.8921 | 151.2493 | 1 | Not CS | 0 | Standard
10860 | 6113 | 1001332819 | SY55812 | -33.892 | 151.2499 | 1 | Not CS | 0 | Standard
10861 | 6123 | 1001319555 | SY55817 | -33.8922 | 151.2499 | 1 | CS | 1 | Standard
10862 | 6126 | 1001332823 | SY55818 | -33.8923 | 151.2497 | 1 | CS | 1 | Standard
10863 | 6149 | 1001331926 | SY55820 | -33.8927 | 151.2496 | 1 | CS | 1 | Standard
10864 | 6146 | 1001327064 | SY55819 | -33.8927 | 151.2496 | 1 | CS | 1 | Standard
10865 | 6115 | 1001327069 | SY55813 | -33.892 | 151.2485 | 1 | CS | 1 | Standard
10866 | 6112 | 1001319547 | SY55811 | -33.8919 | 151.2504 | 1 | CS | 1 | Standard
10867 | 6104 | 1001319415 | SY55807 | -33.8918 | 151.2512 | 1 | CS | 1 | Standard
10868 | 519575 | 1001319420 | SY55832 | -33.892 | 151.2501 | 1 | CS | 2 | Standard
10869 | 519578 | 1001319425 | SY55833 | -33.8921 | 151.2501 | 1 | CS | 2 | Standard
10870 | 6160 | 1001331931 | SY55821 | -33.8929 | 151.2496 | 1 | CS | 1 | Standard
10871 | 6173 | 1001332827 | SY55822 | -33.8932 | 151.2495 | 1 | CS | 1 | Standard
10872 | 6188 | 1001331936 | SY55823 | -33.8936 | 151.2494 | 1 | CS | 1 | Standard
10873 | 6193 | 1001331941 | SY55824 | -33.8938 | 151.2494 | 1 | CS | 1 | Standard
10874 | 6201 | 1001331946 | SY55859 | -33.8941 | 151.2497 | 1 | CS | 1 | Standard
10875 | 6107 | 1001319543 | SY55808 | -33.8919 | 151.2473 | 1 | Not CS | 0 | Standard
10876 | 884570 | 1001329765 | SY54075 | -33.8734 | 151.2244 | 1 | CS | 2 | Standard
10877 | 884566 | 1001329775 | SY54071 | -33.8736 | 151.2237 | 1 | CS | 2 | Standard
10878 | 884575 | 1001329833 | SY54077 | -33.8736 | 151.2238 | 1 | CS | 2 | Standard
10879 | 884567 | 1001329750 | SY54072 | -33.8741 | 151.2232 | 1 | CS | 2 | Standard
10880 | 884576 | 1001329837 | SY54078 | -33.8744 | 151.223 | 1 | CS | 2 | Standard
10881 | 3712 | 1001327741 | SY54026 | -33.8739 | 151.2224 | 1 | CS | 1 | Standard
10882 | 3813 | 1001327746 | SY54030 | -33.8744 | 151.2224 | 1 | CS | 1 | Standard
10883 | 884569 | 1001329761 | SY54074 | -33.8747 | 151.2227 | 1 | CS | 2 | Standard
10884 | 884568 | 1001329755 | SY54073 | -33.8748 | 151.2224 | 1 | CS | 2 | Standard
10885 | 3902 | 1001327752 | SY54032 | -33.8748 | 151.2223 | 1 | CS | 1 | Standard
10886 | 4039 | 1001327787 | SY54043 | -33.8754 | 151.2222 | 1 | CS | 1 | Standard
10887 | 4057 | 1001327797 | SY54045 | -33.8755 | 151.2222 | 1 | CS | 1 | Standard
10888 | 4076 | 1001329630 | SY54047 | -33.8756 | 151.2221 | 1 | Not CS | 0 | Standard
10889 | 4082 | 1001329780 | SY54048 | -33.8756 | 151.2221 | 1 | Not CS | 0 | Standard
10890 | 4074 | 1001327801 | SY54046 | -33.8756 | 151.2225 | 1 | CS | 1 | Standard
10891 | 4006 | 1001327782 | SY54038 | -33.8753 | 151.2227 | 1 | CS | 1 | Standard
10892 | 4094 | 1001327806 | SY54050 | -33.8757 | 151.2225 | 1 | CS | 1 | Standard
10893 | 4101 | 1001327672 | SY54051 | -33.8757 | 151.2227 | 1 | CS | 1 | Standard
10894 | 4139 | 1001327815 | SY54056 | -33.8759 | 151.2221 | 1 | CS | 1 | Standard
10895 | 4125 | 1001329790 | SY54054 | -33.8758 | 151.2221 | 1 | Not CS | 0 | Standard
10896 | 3958 | 1001319849 | SY54034 | -33.8751 | 151.2246 | 1 | CS | 1 | Standard
10897 | 3999 | 1001319854 | SY54036 | -33.8753 | 151.2246 | 1 | CS | 1 | Standard
10898 | 4161 | 1001319892 | SY54058 | -33.876 | 151.2247 | 1 | CS | 1 | Standard
10899 | 4145 | 1001319887 | SY54057 | -33.8759 | 151.2243 | 1 | CS | 1 | Standard
10900 | 4126 | 1001319879 | SY54055 | -33.8758 | 151.2237 | 1 | CS | 1 | Standard
10901 | 4107 | 1001319874 | SY54053 | -33.8757 | 151.223 | 1 | CS | 1 | Standard
10902 | 4210 | 1001327820 | SY54061 | -33.8762 | 151.2224 | 1 | CS | 1 | Standard
10903 | 3747 | 1001319839 | SY54027 | -33.8741 | 151.2252 | 1 | CS | 1 | Standard
10904 | 3792 | 1001327662 | SY54028 | -33.8743 | 151.225 | 1 | CS | 1 | Standard
10905 | 3809 | 1001327667 | SY54029 | -33.8743 | 151.225 | 1 | CS | 1 | Standard
10906 | 4338 | 1001332839 | SY54088 | -33.8767 | 151.2306 | 1 | CS | 1 | Standard
10907 | 4254 | 1001329842 | SY54083 | -33.8763 | 151.232 | 1 | CS | 1 | Standard
10908 | 2533465 | 1001332854 | SY54094 | -33.8769 | 151.2315 | 1 | CS | 1 | Standard
10909 | 4377 | 1001332851 | SY54092 | -33.8769 | 151.2311 | 1 | CS | 1 | Standard
10910 | 4378 | 1001329829 | SY54093 | -33.8769 | 151.2319 | 1 | CS | 1 | Standard
10911 | 4410 | 1001332863 | SY54096 | -33.877 | 151.2319 | 1 | CS | 1 | Standard
10912 | 4462 | 1001333941 | SY55701 | -33.8772 | 151.2318 | 1 | CS | 1 | Standard
10913 | 4341 | 1001332842 | SY54089 | -33.8767 | 151.2307 | 1 | CS | 1 | Standard
10914 | 4372 | 1001332847 | SY54091 | -33.8768 | 151.2308 | 1 | CS | 1 | Standard
10915 | 4200 | 1001329335 | SY54080 | -33.8761 | 151.2287 | 1 | CS | 1 | Standard
10916 | 4211 | 1001319985 | SY54081 | -33.8762 | 151.2287 | 1 | CS | 1 | Standard
10917 | 4248 | 1001319994 | SY54082 | -33.8763 | 151.2287 | 1 | CS | 1 | Standard
10918 | 4266 | 1001321004 | SY54086 | -33.8764 | 151.2291 | 1 | CS | 1 | Standard
10919 | 4256 | 1001319999 | SY54084 | -33.8763 | 151.2283 | 1 | CS | 1 | Standard
10920 | 742886 | 1001332888 | SY54097 | -33.8765 | 151.2299 | 1 | CS | 1 | Standard
10921 | 4295 | 1001332835 | SY54087 | -33.8765 | 151.2298 | 1 | CS | 1 | Standard
10922 | 4265 | 1001329847 | SY54085 | -33.8764 | 151.2291 | 1 | CS | 1 | Standard
10923 | 4366 | 1001329852 | SY54090 | -33.8768 | 151.2283 | 1 | CS | 1 | Standard
10924 | 3894 | 1001319844 | SY54031 | -33.8747 | 151.2248 | 1 | CS | 1 | Standard
10925 | 4017 | 1001329482 | SY54040 | -33.8753 | 151.2261 | 1 | CS | 1 | Standard
10926 | 4027 | 1001331183 | SY54042 | -33.8753 | 151.2261 | 1 | CS | 1 | Standard
10927 | 4173 | 1001319897 | SY54059 | -33.876 | 151.2252 | 1 | CS | 1 | Standard
10928 | 1112149 | 1001321039 | SY56317 | -33.8764 | 151.2268 | 1 | CS | 2 | Standard
10929 | 4231 | 1001319990 | SY54062 | -33.8762 | 151.2276 | 1 | CS | 1 | Standard
10930 | 4281 | 1001329325 | SY54066 | -33.8765 | 151.2274 | 1 | CS | 1 | Standard
10931 | 4268 | 1001321009 | SY54064 | -33.8764 | 151.2275 | 1 | CS | 1 | Standard
10932 | 4327 | 1001329331 | SY54067 | -33.8766 | 151.2273 | 1 | CS | 2 | Standard
10933 | 1112150 | 1001321044 | SY56318 | -33.8761 | 151.2255 | 1 | CS | 2 | Standard
10934 | 1112148 | 1001321034 | SY56316 | -33.8761 | 151.226 | 1 | CS | 2 | Standard
10935 | 4898 | 1001333380 | SY55406 | -33.8789 | 151.2249 | 1 | CS | 1 | Standard
10936 | 4902 | 1001319949 | SY55407 | -33.879 | 151.2247 | 1 | CS | 1 | Standard
10937 | 5407 | 1001223997 | SY55409 | -33.8813 | 151.2253 | 1 | CS | 1 | Standard
10938 | 5529 | 1001223967 | SY55413 | -33.8824 | 151.2266 | 1 | CS | 1 | Standard
10939 | 5539 | 1001321014 | SY55415 | -33.8825 | 151.2263 | 1 | CS | 1 | Standard
10940 | 5537 | 1001223972 | SY55414 | -33.8825 | 151.2263 | 1 | CS | 1 | Standard
10941 | 5578 | 1001321019 | SY55440 | -33.8831 | 151.2264 | 1 | CS | 1 | Standard
10942 | 5616 | 1001321024 | SY55446 | -33.8837 | 151.2264 | 1 | CS | 1 | Standard
10943 | 5614 | 1001223855 | SY55445 | -33.8837 | 151.2264 | 1 | CS | 1 | Standard
10944 | 5162 | 1001223991 | SY55408 | -33.8799 | 151.224 | 1 | CS | 1 | Standard
10945 | 3703 | 1001319195 | SY54099 | -33.8738 | 151.2382 | 1 | CS | 1 | Standard
10946 | 3699 | 1001332831 | SY54098 | -33.8738 | 151.2381 | 1 | CS | 1 | Standard
10947 | 4517 | 1001332873 | SY55702 | -33.8774 | 151.2336 | 1 | CS | 1 | Standard
10948 | 4436 | 1001332865 | SY55699 | -33.8771 | 151.233 | 1 | CS | 1 | Standard
10949 | 4442 | 1001332869 | SY55700 | -33.8771 | 151.2331 | 1 | CS | 1 | Standard
10950 | 4400 | 1001332858 | SY54095 | -33.8769 | 151.2322 | 1 | CS | 1 | Standard
10951 | 4013 | 1001329112 | SY54100 | -33.8753 | 151.24 | 1 | Not CS | 0 | Standard
10952 | 4447 | 1001319306 | SY55712 | -33.8771 | 151.2408 | 1 | CS | 1 | Standard
10953 | 4668 | 1001332625 | SY55716 | -33.8779 | 151.242 | 1 | CS | 1 | Standard
10954 | 4671 | 1001321630 | SY55717 | -33.878 | 151.242 | 1 | CS | 1 | Standard
10955 | 4845 | 1001334154 | Unknown Pit | -33.8787 | 151.2405 | 1 | CS | 1 | Standard
10956 | 4835 | 1001334150 | SY55721 | -33.8786 | 151.2408 | 1 | CS | 1 | Standard
10957 | 4777 | 1001321635 | SY55719 | -33.8784 | 151.2419 | 1 | CS | 1 | Standard
10958 | 4772 | 1001332630 | SY55718 | -33.8784 | 151.2419 | 1 | CS | 1 | Standard
10959 | 4809 | 1001334146 | SY55720 | -33.8785 | 151.2421 | 1 | CS | 1 | Standard
10960 | 4836 | 1001321639 | SY55722 | -33.8786 | 151.2419 | 1 | CS | 1 | Standard
10961 | 4843 | 1001332635 | SY55723 | -33.8787 | 151.2418 | 1 | CS | 1 | Standard
10962 | 4981 | 1001334189 | SY55734 | -33.8792 | 151.2386 | 1 | CS | 1 | Standard
10963 | 4867 | 1001334158 | Unknown Pit | -33.8787 | 151.24 | 1 | CS | 1 | Standard
10964 | 4897 | 1001334200 | SY55726 | -33.8789 | 151.2393 | 1 | CS | 1 | Standard
10965 | 5131 | 1001334196 | SY55736 | -33.8797 | 151.2383 | 1 | CS | 1 | Standard
10966 | 4500 | 1001334178 | SY55713 | -33.8773 | 151.2431 | 1 | CS | 1 | Standard
10967 | 4609 | 1001334142 | SY55715 | -33.8778 | 151.2427 | 1 | CS | 1 | Standard
10968 | 4933 | 1001321644 | SY55730 | -33.879 | 151.2424 | 1 | Not CS | 0 | Standard
10969 | 4622 | 1001332877 | SY55703 | -33.8778 | 151.2342 | 1 | CS | 1 | Standard
10970 | 4705 | 1001332881 | SY55704 | -33.8781 | 151.2344 | 1 | CS | 1 | Standard
10971 | 4817 | 1001332884 | SY55706 | -33.8786 | 151.2349 | 1 | CS | 1 | Standard
10972 | 5071 | 1001334170 | SY55710 | -33.8795 | 151.2343 | 1 | CS | 1 | Standard
10973 | 5072 | 1001334174 | SY55711 | -33.8795 | 151.2343 | 1 | CS | 1 | Standard
10974 | 4807 | 1001333945 | SY55705 | -33.8785 | 151.2351 | 1 | CS | 1 | Standard
10975 | 4909 | 1001334208 | SY55728 | -33.8789 | 151.2373 | 1 | CS | 1 | Standard
10976 | 4949 | 1001334181 | SY55732 | -33.8791 | 151.2372 | 1 | CS | 1 | Standard
10977 | 4968 | 1001334185 | SY55733 | -33.8791 | 151.2374 | 1 | CS | 1 | Standard
10978 | 4923 | 1001334212 | SY55729 | -33.879 | 151.2367 | 1 | CS | 1 | Standard
10979 | 4934 | 1001334215 | SY55731 | -33.879 | 151.2379 | 1 | CS | 1 | Standard
10980 | 5070 | 1001334192 | SY55735 | -33.8795 | 151.2378 | 1 | CS | 1 | Standard
10981 | 4841 | 1001334055 | SY55707 | -33.8787 | 151.235 | 1 | CS | 1 | Standard
10982 | 4847 | 1001334162 | SY55708 | -33.8787 | 151.2351 | 1 | CS | 1 | Standard
10983 | 4873 | 1001334166 | SY55709 | -33.8788 | 151.2357 | 1 | CS | 1 | Standard
10984 | 4906 | 1001334204 | SY55727 | -33.8789 | 151.2364 | 1 | CS | 1 | Standard
10985 | 5978 | 1001334063 | SY55777 | -33.8897 | 151.2405 | 1 | CS | 1 | Standard
10986 | 5974 | 1001334059 | SY55776 | -33.8897 | 151.2403 | 1 | CS | 1 | Standard
10987 | 5981 | 1001334066 | SY55778 | -33.8898 | 151.24 | 1 | CS | 1 | Standard
10988 | 5992 | 1001334074 | SY55780 | -33.8899 | 151.2393 | 1 | CS | 1 | Standard
10989 | 5966 | 1001321778 | SY55774 | -33.8895 | 151.2423 | 1 | CS | 1 | Standard
10990 | 5987 | 1001334070 | SY55779 | -33.8898 | 151.2411 | 1 | CS | 1 | Standard
10991 | 6015 | 1001334126 | SY55785 | -33.8903 | 151.2426 | 1 | CS | 1 | Standard
10992 | 6029 | 1001334130 | SY55788 | -33.8905 | 151.2429 | 1 | CS | 1 | Standard
10993 | 5952 | 1001333823 | SY55773 | -33.8893 | 151.2436 | 1 | CS | 1 | Standard
10994 | 5961 | 1001319769 | SY55746 | -33.8894 | 151.2329 | 1 | CS | 1 | Standard
10995 | 5963 | 1001334086 | SY55747 | -33.8895 | 151.2329 | 1 | CS | 1 | Standard
10996 | 5971 | 1001319902 | SY55749 | -33.8896 | 151.2329 | 1 | CS | 1 | Standard
10997 | 5975 | 1001319907 | SY55750 | -33.8897 | 151.2325 | 1 | CS | 1 | Standard
10998 | 5983 | 1001319912 | SY55752 | -33.8898 | 151.232 | 1 | CS | 1 | Standard
10999 | 5996 | 1001319917 | SY55753 | -33.89 | 151.2318 | 1 | CS | 1 | Standard
11000 | 6012 | 1001319922 | SY55756 | -33.8903 | 151.2316 | 1 | CS | 1 | Standard
11001 | 5997 | 1001319794 | SY55754 | -33.89 | 151.2351 | 1 | CS | 1 | Standard
11002 | 1253848 | 1001319819 | SY56359 | -33.8895 | 151.2337 | 1 | CS | 2 | Standard
11003 | 5969 | 1001319783 | SY55748 | -33.8896 | 151.2339 | 1 | CS | 1 | Standard
11004 | 5976 | 1001319789 | SY55751 | -33.8897 | 151.2344 | 1 | CS | 1 | Standard
11005 | 5928 | 1001334094 | SY55769 | -33.8889 | 151.2369 | 1 | CS | 1 | Standard
11006 | 5925 | 1001334090 | SY55768 | -33.8889 | 151.2372 | 1 | CS | 1 | Standard
11007 | 5929 | 1001319758 | SY55770 | -33.889 | 151.2372 | 1 | CS | 1 | Standard
11008 | 5933 | 1001319779 | SY55772 | -33.8891 | 151.2368 | 1 | CS | 1 | Standard
11009 | 5931 | 1001319764 | SY55771 | -33.889 | 151.2369 | 1 | CS | 1 | Standard
11010 | 6000 | 1001334118 | SY55781 | -33.89 | 151.2385 | 1 | CS | 1 | Standard
11011 | 5967 | 1001319774 | SY55775 | -33.8896 | 151.2374 | 1 | CS | 1 | Standard
11012 | 6006 | 1001319799 | SY55783 | -33.8902 | 151.2375 | 1 | CS | 1 | Standard
11013 | 6005 | 1001334122 | SY55782 | -33.8902 | 151.2377 | 1 | CS | 1 | Standard
11014 | 6013 | 1001319809 | SY55784 | -33.8903 | 151.2374 | 1 | CS | 1 | Standard
11015 | 6020 | 1001319160 | SY55787 | -33.8905 | 151.2383 | 1 | CS | 1 | Standard
11016 | 6007 | 1001319804 | SY55755 | -33.8902 | 151.2358 | 1 | CS | 1 | Standard
11017 | 6016 | 1001319814 | SY55786 | -33.8904 | 151.2366 | 1 | CS | 1 | Standard
11018 | 5625 | 1001223859 | SY55447 | -33.8839 | 151.2227 | 1 | CS | 1 | Standard
11019 | 5685 | 1001319959 | SY55454 | -33.8844 | 151.2251 | 1 | CS | 1 | Standard
11020 | 5687 | 1001325013 | SY55456 | -33.8844 | 151.225 | 1 | CS | 1 | Standard
11021 | 5696 | 1001333992 | SY55458 | -33.8844 | 151.225 | 1 | CS | 1 | Standard
11022 | 5698 | 1001333996 | SY55459 | -33.8845 | 151.2241 | 1 | CS | 1 | Standard
11023 | 5668 | 1001331949 | SY55451 | -33.8842 | 151.2236 | 1 | CS | 1 | Standard
11024 | 5658 | 1001223864 | SY55449 | -33.8842 | 151.2235 | 1 | CS | 1 | Standard
11025 | 5713 | 1001319964 | SY55463 | -33.8846 | 151.2247 | 1 | CS | 1 | Standard
11026 | 5711 | 1001334006 | SY55462 | -33.8846 | 151.2246 | 1 | CS | 1 | Standard
11027 | 5731 | 1001319970 | SY55464 | -33.8848 | 151.2246 | 1 | CS | 1 | Standard
11028 | 5704 | 1001334001 | SY55460 | -33.8845 | 151.2248 | 1 | CS | 1 | Standard
11029 | 5706 | 1001325019 | SY55461 | -33.8846 | 151.2247 | 1 | CS | 1 | Standard
11030 | 17245 | 1001381043 | SY55468 | -33.8844 | 151.2258 | 1 | CS | 2 | Standard
11031 | 5637 | 1001321029 | SY55448 | -33.884 | 151.2258 | 1 | CS | 2 | Standard
11032 | 5684 | 1001223870 | SY55453 | -33.8844 | 151.2256 | 1 | CS | 1 | Standard
11033 | 5665 | 1001319954 | SY55450 | -33.8842 | 151.2254 | 1 | CS | 1 | Standard
11034 | 5688 | 1001319869 | SY55457 | -33.8844 | 151.2254 | 1 | CS | 1 | Standard
11035 | 5686 | 1001319864 | SY55455 | -33.8844 | 151.2254 | 1 | CS | 1 | Standard
11036 | 5683 | 1001319859 | SY55452 | -33.8844 | 151.2253 | 1 | CS | 1 | Standard
11037 | 5743 | 1001319975 | SY55465 | -33.8849 | 151.2253 | 1 | CS | 1 | Standard
11038 | 5755 | 1001319980 | SY55466 | -33.8851 | 151.226 | 1 | CS | 1 | Standard
11039 | 5881 | 1001334138 | SY55737 | -33.8874 | 151.2306 | 1 | CS | 1 | Standard
11040 | 5883 | 1001334078 | SY55738 | -33.8874 | 151.2306 | 1 | CS | 1 | Standard
11041 | 42943 | 1001333972 | SY55469 | -33.8867 | 151.2257 | 1 | CS | 3 | Standard
11042 | 5864 | 1001334010 | SY55467 | -33.887 | 151.2256 | 1 | CS | 1 | Standard
11043 | 6096 | 1001319928 | SY55757 | -33.8917 | 151.2306 | 1 | CS | 1 | Standard
11044 | 6121 | 1001319933 | SY55758 | -33.8922 | 151.2302 | 1 | CS | 1 | Standard
11045 | 6133 | 1001332507 | SY55759 | -33.8925 | 151.23 | 1 | CS | 1 | Standard
11046 | 6148 | 1001332512 | SY55760 | -33.8928 | 151.2298 | 1 | CS | 1 | Standard
11047 | 6157 | 1001332517 | SY55761 | -33.8929 | 151.2297 | 1 | CS | 1 | Standard
11048 | 6174 | 1001332527 | SY55763 | -33.8933 | 151.2294 | 1 | CS | 1 | Standard
11049 | 6180 | 1001332532 | SY55764 | -33.8934 | 151.2294 | 1 | CS | 1 | Standard
11050 | 6183 | 1001332536 | SY55765 | -33.8935 | 151.2294 | 1 | CS | 1 | Standard
11051 | 6196 | 1001334134 | SY55789 | -33.894 | 151.2293 | 1 | CS | 1 | Standard
11052 | 6204 | 1001334099 | SY55790 | -33.8943 | 151.2293 | 1 | CS | 1 | Standard
11053 | 6215 | 1001334102 | SY55791 | -33.8946 | 151.2291 | 1 | CS | 1 | Standard
11054 | 6232 | 1001333033 | SY55792 | -33.8949 | 151.2288 | 1 | CS | 1 | Standard
11055 | 6234 | 1001334106 | SY55793 | -33.8951 | 151.2286 | 1 | CS | 1 | Standard
11056 | 17246 | 1001333036 | SY55698 | -33.8956 | 151.2262 | 1 | CS | 3 | Standard
11057 | 6249 | 1001333935 | SY55697 | -33.8956 | 151.2281 | 1 | CS | 1 | Standard
11058 | 6620 | 1001332504 | SY56187 | -33.9079 | 151.2442 | 1 | CS | 1 | Standard
11059 | 6633 | 1001332508 | SY56188 | -33.9085 | 151.244 | 1 | CS | 4 | Standard
11060 | 6655 | 1001332514 | SY56189 | -33.9089 | 151.244 | 1 | CS | 1 | Standard
11061 | 6659 | 1001332485 | SY56207 | -33.909 | 151.245 | 1 | CS | 1 | Standard
11062 | 6656 | 1001332480 | SY56205 | -33.9089 | 151.2453 | 1 | CS | 1 | Standard
11063 | 6643 | 1001319369 | SY56202 | -33.9087 | 151.2464 | 1 | CS | 1 | Standard
11064 | 6648 | 1001319374 | SY56203 | -33.9088 | 151.2457 | 1 | CS | 1 | Standard
11065 | 6638 | 1001331928 | SY56200 | -33.9085 | 151.2472 | 1 | CS | 1 | Standard
11066 | 6729 | 1001319315 | SY56222 | -33.9131 | 151.2427 | 1 | CS | 1 | Standard
11067 | 6747 | 1001332077 | SY56225 | -33.9145 | 151.2406 | 1 | CS | 1 | Standard
11068 | 6745 | 1001332073 | SY56223 | -33.9144 | 151.2407 | 1 | CS | 1 | Standard
11069 | 6746 | 1001332100 | SY56224 | -33.9144 | 151.2407 | 1 | CS | 2 | Standard
11070 | 6669 | 1001319404 | SY56190 | -33.9094 | 151.2386 | 1 | CS | 2 | Standard
11071 | 82401 | 1001319057 | SY56118 | -33.9045 | 151.2221 | 1 | CS | 1 | Standard
11072 | 6589 | 1001319067 | SY56124 | -33.9071 | 151.2236 | 1 | CS | 1 | Standard
11073 | 6576 | 1001332490 | SY56121 | -33.9067 | 151.2205 | 1 | CS | 1 | Standard
11074 | 6577 | 1001332495 | SY56122 | -33.9068 | 151.221 | 1 | CS | 1 | Standard
11075 | 6579 | 1001319061 | SY56123 | -33.9068 | 151.221 | 1 | CS | 1 | Standard
11076 | 6591 | 1001332519 | SY56185 | -33.9071 | 151.2294 | 1 | CS | 1 | Standard
11077 | 6742 | 1001332500 | SY56183 | -33.9141 | 151.2255 | 1 | CS | 1 | Standard
11078 | 6228 | 1001331951 | SY55860 | -33.8947 | 151.2501 | 1 | CS | 1 | Standard
11079 | 6242 | 1001331956 | SY55861 | -33.8953 | 151.2505 | 1 | CS | 1 | Standard
11080 | 6258 | 1001331961 | SY55862 | -33.8958 | 151.2509 | 1 | CS | 1 | Standard
11081 | 6267 | 1001332359 | SY55865 | -33.8962 | 151.2514 | 1 | CS | 1 | Standard
11082 | 6266 | 1001331971 | SY55864 | -33.8962 | 151.2511 | 1 | CS | 1 | Standard
11083 | 6269 | 1001332365 | SY55866 | -33.8963 | 151.2512 | 1 | CS | 1 | Standard
11084 | 6271 | 1001332370 | SY55867 | -33.8964 | 151.2522 | 1 | CS | 1 | Standard
11085 | 6264 | 1001331966 | SY55863 | -33.896 | 151.251 | 1 | CS | 1 | Standard
11086 | 6290 | 1001319440 | SY55874 | -33.8966 | 151.2558 | 1 | CS | 1 | Standard
11087 | 6280 | 1001319586 | SY55871 | -33.8965 | 151.2551 | 1 | CS | 1 | Standard
11088 | 6274 | 1001319580 | SY55869 | -33.8964 | 151.2545 | 1 | CS | 1 | Standard
11089 | 6287 | 1001319514 | SY55873 | -33.8966 | 151.2544 | 1 | CS | 1 | Standard
11090 | 6291 | 1001331976 | SY55875 | -33.8966 | 151.2537 | 1 | CS | 1 | Standard
11091 | 6286 | 1001332380 | SY55872 | -33.8966 | 151.2534 | 1 | CS | 1 | Standard
11092 | 6279 | 1001332375 | SY55870 | -33.8965 | 151.2529 | 1 | CS | 1 | Standard
11093 | 6296 | 1001332092 | SY55876 | -33.8967 | 151.2543 | 1 | CS | 1 | Standard
11094 | 6301 | 1001319450 | SY55878 | -33.8968 | 151.2574 | 1 | CS | 1 | Standard
11095 | 6297 | 1001319445 | SY55877 | -33.8967 | 151.2566 | 1 | CS | 1 | Standard
11096 | 6304 | 1001332096 | SY55879 | -33.8969 | 151.258 | 1 | CS | 1 | Standard
11097 | 6310 | 1001332315 | SY55881 | -33.897 | 151.2589 | 1 | CS | 4 | Standard
11098 | 6312 | 1001332435 | SY55883 | -33.897 | 151.2591 | 1 | CS | 1 | Standard
11099 | 6311 | 1001332431 | SY55882 | -33.897 | 151.2591 | 1 | CS | 1 | Standard
11100 | 6305 | 1001332310 | SY55880 | -33.8969 | 151.2582 | 1 | CS | 1 | Standard
11101 | 6200 | 1001332340 | SY55978 | -33.8941 | 151.2652 | 1 | CS | 1 | Standard
11102 | 6207 | 1001319729 | SY55980 | -33.8943 | 151.2657 | 1 | CS | 4 | Standard
11103 | 6222 | 1001332398 | SY55987 | -33.8946 | 151.2656 | 1 | CS | 4 | Standard
11104 | 6202 | 1001332345 | SY55979 | -33.8942 | 151.2652 | 1 | CS | 1 | Standard
11105 | 6209 | 1001319734 | SY55982 | -33.8944 | 151.265 | 1 | CS | 1 | Standard
11106 | 6210 | 1001332349 | SY55983 | -33.8944 | 151.2651 | 1 | CS | 1 | Standard
11107 | 6219 | 1001332354 | SY55985 | -33.8945 | 151.2651 | 1 | CS | 1 | Standard
11108 | 6223 | 1001332262 | SY55988 | -33.8946 | 151.2651 | 1 | CS | 1 | Standard
11109 | 6245 | 1001332276 | SY55994 | -33.8953 | 151.265 | 1 | CS | 1 | Standard
11110 | 6229 | 1001332266 | SY55993 | -33.8947 | 151.2651 | 1 | CS | 1 | Standard
11111 | 6224 | 1001332403 | SY55989 | -33.8946 | 151.2656 | 1 | CS | 1 | Standard
11112 | 6225 | 1001332409 | SY55990 | -33.8946 | 151.2656 | 1 | CS | 1 | Standard
11113 | 6226 | 1001332416 | SY55991 | -33.8946 | 151.266 | 1 | CS | 1 | Standard
11114 | 6263 | 1001332281 | SY55995 | -33.896 | 151.2649 | 1 | CS | 1 | Standard
11115 | 6270 | 1001332290 | SY55997 | -33.8963 | 151.2648 | 1 | CS | 1 | Standard
11116 | 6268 | 1001332285 | SY55996 | -33.8963 | 151.2644 | 1 | CS | 1 | Standard
11117 | 6233 | 1001319645 | SY56011 | -33.8949 | 151.2696 | 1 | CS | 1 | Standard
11118 | 6239 | 1001332271 | SY56014 | -33.8952 | 151.2711 | 1 | CS | 1 | Standard
11119 | 6236 | 1001319621 | SY56013 | -33.8951 | 151.2707 | 1 | CS | 1 | Standard
11120 | 6235 | 1001319654 | SY56012 | -33.895 | 151.2704 | 1 | CS | 1 | Standard
11121 | 6220 | 1001332392 | SY55986 | -33.8945 | 151.2673 | 1 | CS | 1 | Standard
11122 | 6211 | 1001332387 | SY55984 | -33.8944 | 151.2665 | 1 | CS | 1 | Standard
11123 | 6208 | 1001332383 | SY55981 | -33.8944 | 151.2661 | 1 | CS | 1 | Standard
11124 | 6227 | 1001332421 | SY55992 | -33.8947 | 151.2681 | 1 | CS | 1 | Standard
11125 | 6231 | 1001332426 | SY56010 | -33.8948 | 151.2688 | 1 | CS | 1 | Standard
11126 | 6334 | 1001319635 | SY56015 | -33.8975 | 151.2706 | 1 | CS | 1 | Standard
11127 | 6315 | 1001332440 | SY55884 | -33.8971 | 151.2597 | 1 | CS | 1 | Standard
11128 | 6319 | 1001332444 | SY55885 | -33.8972 | 151.2601 | 1 | CS | 1 | Standard
11129 | 6332 | 1001332459 | SY56005 | -33.8975 | 151.2619 | 1 | CS | 1 | Standard
11130 | 6324 | 1001332320 | SY56001 | -33.8973 | 151.2607 | 1 | CS | 1 | Standard
11131 | 6325 | 1001332325 | SY56002 | -33.8973 | 151.2609 | 1 | CS | 1 | Standard
11132 | 6327 | 1001332454 | SY56003 | -33.8974 | 151.2612 | 1 | CS | 1 | Standard
11133 | 6320 | 1001332449 | SY55886 | -33.8972 | 151.2604 | 1 | CS | 1 | Standard
11134 | 6278 | 1001332300 | SY55999 | -33.8965 | 151.2641 | 1 | CS | 1 | Standard
11135 | 6302 | 1001332305 | SY56000 | -33.8968 | 151.264 | 1 | CS | 1 | Standard
11136 | 6331 | 1001332330 | SY56004 | -33.8975 | 151.2639 | 1 | CS | 1 | Standard
11137 | 6273 | 1001332295 | SY55998 | -33.8964 | 151.2642 | 1 | CS | 1 | Standard
11138 | 6340 | 1001332469 | SY56007 | -33.8978 | 151.2636 | 1 | CS | 1 | Standard
11139 | 6339 | 1001332464 | SY56006 | -33.8977 | 151.2635 | 1 | CS | 2 | Standard
11140 | 6343 | 1001332474 | SY56008 | -33.8978 | 151.2638 | 1 | CS | 1 | Standard
11141 | 6377 | 1001319788 | SY56009 | -33.8992 | 151.2632 | 1 | CS | 1 | Standard
11142 | 6627 | 1001332053 | SY56298 | -33.9082 | 151.2617 | 1 | CS | 1 | Standard
11143 | 6552 | 1001319413 | SY56197 | -33.9059 | 151.2481 | 1 | CS | 1 | Standard
11144 | 6550 | 1001319408 | SY56196 | -33.9059 | 151.2482 | 1 | CS | 2 | Standard
11145 | 6626 | 1001332058 | SY56198 | -33.9082 | 151.2479 | 1 | CS | 1 | Standard
11146 | 6636 | 1001332063 | SY56199 | -33.9085 | 151.2478 | 1 | CS | 2 | Standard
11147 | 6521 | 1001332087 | SY56194 | -33.9044 | 151.2561 | 1 | CS | 1 | Standard
11148 | 6522 | 1001319180 | SY56195 | -33.9044 | 151.2561 | 1 | CS | 1 | Standard
11149 | 6689 | 1001331996 | SY56217 | -33.9104 | 151.2522 | 1 | CS | 2 | Standard
11150 | 6693 | 1001331999 | SY56219 | -33.9107 | 151.2524 | 1 | CS | 3 | Standard
11151 | 6696 | 1001332004 | SY56244 | -33.911 | 151.2525 | 1 | CS | 1 | Standard
11152 | 6713 | 1001332038 | SY56263 | -33.912 | 151.2574 | 1 | CS | 1 | Standard
11153 | 6715 | 1001332043 | SY56264 | -33.9121 | 151.2582 | 1 | CS | 1 | Standard
11154 | 6711 | 1001332033 | SY56262 | -33.9119 | 151.2566 | 1 | CS | 1 | Standard
11155 | 6716 | 1001332048 | SY56265 | -33.9122 | 151.2585 | 1 | CS | 1 | Standard
11156 | 6717 | 1001331921 | SY56266 | -33.9123 | 151.2585 | 1 | CS | 1 | Standard
11157 | 6724 | 1001332882 | SY56268 | -33.9125 | 151.2587 | 1 | CS | 1 | Standard
11158 | 6723 | 1001332878 | SY56267 | -33.9124 | 151.2585 | 1 | CS | 1 | Standard
11159 | 6699 | 1001332009 | SY56257 | -33.9112 | 151.2528 | 1 | CS | 1 | Standard
11160 | 6701 | 1001332014 | SY56258 | -33.9114 | 151.2531 | 1 | CS | 1 | Standard
11161 | 6704 | 1001332019 | SY56259 | -33.9116 | 151.2543 | 1 | CS | 2 | Standard
11162 | 6709 | 1001332023 | SY56260 | -33.9117 | 151.255 | 1 | CS | 1 | Standard
11163 | 6710 | 1001332028 | SY56261 | -33.9118 | 151.2558 | 1 | CS | 1 | Standard
11164 | 6640 | 1001332068 | SY56201 | -33.9086 | 151.248 | 1 | CS | 2 | Standard
11165 | 6664 | 1001332101 | SY56209 | -33.9091 | 151.2483 | 1 | CS | 1 | Standard
11166 | 6649 | 1001332198 | SY56204 | -33.9088 | 151.2485 | 1 | CS | 1 | Standard
11167 | 6657 | 1001332204 | SY56206 | -33.9089 | 151.2486 | 1 | CS | 1 | Standard
11168 | 6673 | 1001332208 | SY56210 | -33.9095 | 151.249 | 1 | CS | 1 | Standard
11169 | 6663 | 1001319379 | SY56208 | -33.9091 | 151.2516 | 1 | CS | 2 | Standard
11170 | 6676 | 1001319384 | SY56211 | -33.9097 | 151.2515 | 1 | CS | 1 | Standard
11171 | 6684 | 1001331981 | SY56213 | -33.9101 | 151.2514 | 1 | CS | 1 | Standard
11172 | 6688 | 1001331991 | SY56216 | -33.9103 | 151.2518 | 1 | CS | 2 | Standard
11173 | 6687 | 1001331986 | SY56215 | -33.9103 | 151.2516 | 1 | CS | 1 | Standard
11174 | 6691 | 1001319389 | SY56218 | -33.9106 | 151.2512 | 1 | CS | 2 | Standard
11175 | 6680 | 1001332213 | SY56212 | -33.9099 | 151.2493 | 1 | CS | 2 | Standard
11176 | 6685 | 1001332218 | SY56214 | -33.9101 | 151.2493 | 1 | CS | 1 | Standard
11177 | 6697 | 1001319244 | SY56245 | -33.9111 | 151.2507 | 1 | CS | 1 | Standard
11178 | 6694 | 1001332223 | SY56243 | -33.9107 | 151.2494 | 1 | CS | 1 | Standard
11179 | 6702 | 1001332228 | SY56246 | -33.9114 | 151.2496 | 1 | CS | 1 | Standard
11180 | 6705 | 1001319249 | SY56247 | -33.9116 | 151.2501 | 1 | CS | 1 | Standard
11181 | 6712 | 1001332233 | SY56248 | -33.912 | 151.2496 | 1 | CS | 1 | Standard
11182 | 6714 | 1001332237 | SY56249 | -33.9121 | 151.2497 | 1 | CS | 1 | Standard
11183 | 6813 | 1001319743 | SY56275 | -33.9188 | 151.2456 | 1 | CS | 1 | Standard
11184 | 6778 | 1001319219 | SY56288 | -33.9165 | 151.2557 | 1 | CS | 1 | Standard
11185 | 6846 | 1001331918 | SY56292 | -33.9203 | 151.2534 | 1 | CS | 1 | Standard
11186 | 6842 | 1001319225 | SY56289 | -33.92 | 151.2544 | 1 | CS | 1 | Standard
11187 | 6843 | 1001319230 | SY56290 | -33.9201 | 151.2544 | 1 | CS | 1 | Standard
11188 | 6848 | 1001332178 | SY56294 | -33.9204 | 151.2545 | 1 | CS | 1 | Standard
11189 | 6847 | 1001332173 | SY56293 | -33.9204 | 151.2542 | 1 | CS | 1 | Standard
11190 | 6855 | 1001332183 | SY56296 | -33.9208 | 151.2544 | 1 | CS | 1 | Standard
11191 | 6866 | 1001332188 | SY56297 | -33.9215 | 151.2543 | 1 | CS | 1 | Standard
11192 | 6854 | 1001332050 | SY56295 | -33.9208 | 151.257 | 1 | CS | 1 | Standard
11193 | 6872 | 1001332193 | MA20056 | -33.9221 | 151.2542 | 1 | CS | 1 | Standard
11194 | 6878 | 1001321540 | MA20057 | -33.9228 | 151.254 | 1 | CS | 1 | Standard
11195 | 6881 | 1001321557 | MA20058 | -33.9231 | 151.254 | 1 | CS | 1 | Standard
11196 | 6822 | 1001319748 | SY56276 | -33.9191 | 151.2463 | 1 | CS | 1 | Standard
11197 | 6828 | 1001332242 | SY56278 | -33.9192 | 151.2466 | 1 | CS | 1 | Standard
11198 | 6830 | 1001319687 | SY56279 | -33.9194 | 151.2473 | 1 | CS | 1 | Standard
11199 | 6834 | 1001319254 | SY56282 | -33.9196 | 151.2488 | 1 | CS | 1 | Standard
11200 | 6836 | 1001319259 | SY56283 | -33.9197 | 151.2496 | 1 | CS | 1 | Standard
11201 | 6831 | 1001319692 | SY56280 | -33.9195 | 151.248 | 1 | CS | 1 | Standard
11202 | 6839 | 1001331904 | SY56285 | -33.92 | 151.2511 | 1 | CS | 2 | Standard
11203 | 6837 | 1001331900 | SY56284 | -33.9199 | 151.2503 | 1 | CS | 2 | Standard
11204 | 6841 | 1001331908 | SY56286 | -33.92 | 151.2519 | 1 | CS | 2 | Standard
11205 | 6844 | 1001331913 | SY56291 | -33.9201 | 151.2527 | 1 | CS | 1 | Standard
11206 | 6766 | 1001319293 | SY56301 | -33.9152 | 151.267 | 1 | CS | 1 | Standard
11207 | 6754 | 1001319234 | SY56299 | -33.9149 | 151.2673 | 1 | CS | 1 | Standard
11208 | 6773 | 1001319304 | SY56303 | -33.9157 | 151.2672 | 1 | CS | 1 | Standard
11209 | 6760 | 1001319288 | SY56300 | -33.9151 | 151.2679 | 1 | CS | 1 | Standard
11210 | 6772 | 1001319298 | SY56302 | -33.9155 | 151.2676 | 1 | CS | 1 | Standard
11211 | 7479 | 1001319528 | MA20064 | -33.9337 | 151.2521 | 1 | CS | 1 | Standard
11212 | 7480 | 1001319533 | MA20065 | -33.9338 | 151.2516 | 1 | CS | 1 | Standard
11213 | 7481 | 1001319538 | MA20066 | -33.9338 | 151.2516 | 1 | CS | 1 | Standard
11214 | 6888 | 1001321354 | MA20009 | -33.9245 | 151.2278 | 1 | CS | 1 | Standard
11215 | 6889 | 1001321359 | MA20010 | -33.9246 | 151.2279 | 1 | CS | 1 | Standard
11216 | 6901 | 1001321280 | MA20023 | -33.9256 | 151.2284 | 1 | CS | 1 | Standard
11217 | 6893 | 1001321369 | MA20011 | -33.9251 | 151.227 | 1 | CS | 1 | Standard
11218 | 6786 | 1001332247 | SY56226 | -33.9174 | 151.2378 | 1 | CS | 1 | Standard
11219 | 7470 | 1001332257 | SY56242 | -33.9185 | 151.24 | 1 | CS | 1 | Standard
11220 | 6801 | 1001332252 | SY56234 | -33.9183 | 151.2376 | 1 | CS | 1 | Standard
11221 | 6804 | 1001332081 | SY56236 | -33.9184 | 151.2376 | 1 | CS | 1 | Standard
11222 | 6802 | 1001319728 | SY56235 | -33.9183 | 151.2441 | 1 | CS | 1 | Standard
11223 | 6805 | 1001319738 | SY56273 | -33.9185 | 151.2448 | 1 | CS | 1 | Standard
11224 | 6803 | 1001319733 | SY56272 | -33.9184 | 151.2446 | 1 | CS | 1 | Standard
11225 | 6794 | 1001319707 | SY56229 | -33.9181 | 151.2425 | 1 | CS | 1 | Standard
11226 | 6798 | 1001319718 | SY56232 | -33.9182 | 151.2433 | 1 | CS | 1 | Standard
11227 | 6799 | 1001319723 | SY56233 | -33.9182 | 151.2435 | 1 | CS | 1 | Standard
11228 | 6796 | 1001319239 | SY56231 | -33.9181 | 151.2409 | 1 | CS | 1 | Standard
11229 | 6795 | 1001319713 | SY56230 | -33.9181 | 151.2411 | 1 | CS | 1 | Standard
11230 | 6793 | 1001319702 | SY56228 | -33.918 | 151.2418 | 1 | CS | 1 | Standard
11231 | 6829 | 1001319544 | SY56238 | -33.9193 | 151.2406 | 1 | CS | 1 | Standard
11232 | 6838 | 1001319548 | SY56239 | -33.92 | 151.2405 | 1 | CS | 1 | Standard
11233 | 6851 | 1001319554 | SY56240 | -33.9206 | 151.2403 | 1 | CS | 1 | Standard
11234 | 6870 | 1001319558 | SY56241 | -33.9219 | 151.2401 | 1 | CS | 1 | Standard
11235 | 6877 | 1001319563 | MA20038 | -33.9226 | 151.24 | 1 | CS | 1 | Standard
11236 | 6880 | 1001319568 | MA20039 | -33.9229 | 151.2399 | 1 | CS | 1 | Standard
11237 | 6882 | 1001319573 | MA20040 | -33.9232 | 151.2398 | 1 | CS | 1 | Standard
11238 | 6885 | 1001319578 | MA20041 | -33.9238 | 151.2397 | 1 | CS | 1 | Standard
11239 | 6887 | 1001319583 | MA20042 | -33.9245 | 151.2395 | 1 | CS | 1 | Standard
11240 | 6896 | 1001319588 | MA20043 | -33.9251 | 151.2394 | 1 | CS | 1 | Standard
11241 | 6917 | 1001319652 | MA20034 | -33.9268 | 151.2353 | 1 | CS | 2 | Standard
11242 | 6919 | 1001319661 | MA20048 | -33.927 | 151.2369 | 1 | CS | 1 | Standard
11243 | 6918 | 1001319657 | MA20035 | -33.9269 | 151.2361 | 1 | CS | 1 | Standard
11244 | 6915 | 1001319643 | MA20032 | -33.9266 | 151.2337 | 1 | CS | 1 | Standard
11245 | 6916 | 1001319648 | MA20033 | -33.9267 | 151.2345 | 1 | CS | 2 | Standard
11246 | 6900 | 1001319593 | MA20044 | -33.9255 | 151.2393 | 1 | CS | 1 | Standard
11247 | 6903 | 1001319598 | MA20045 | -33.9258 | 151.2392 | 1 | CS | 1 | Standard
11248 | 6913 | 1001319603 | MA20047 | -33.9265 | 151.2391 | 1 | CS | 1 | Standard
11249 | 6920 | 1001319667 | MA20049 | -33.9271 | 151.239 | 1 | CS | 1 | Standard
11250 | 6923 | 1001319682 | MA20052 | -33.9273 | 151.2389 | 1 | CS | 1 | Standard
11251 | 6922 | 1001319678 | MA20051 | -33.9272 | 151.2384 | 1 | CS | 1 | Standard
11252 | 6921 | 1001319671 | MA20050 | -33.9271 | 151.2376 | 1 | CS | 2 | Standard
11253 | 6908 | 1001321638 | MA20046 | -33.926 | 151.2428 | 1 | CS | 1 | Standard
11254 | 6902 | 1001319753 | MA20012 | -33.9257 | 151.2281 | 1 | CS | 1 | Standard
11255 | 6904 | 1001319608 | MA20024 | -33.9259 | 151.2285 | 1 | CS | 1 | Standard
11256 | 6905 | 1001321251 | MA20025 | -33.9259 | 151.2287 | 1 | CS | 1 | Standard
11257 | 6909 | 1001319623 | MA20028 | -33.9262 | 151.2306 | 1 | CS | 1 | Standard
11258 | 6907 | 1001319618 | MA20027 | -33.926 | 151.2298 | 1 | CS | 1 | Standard
11259 | 6906 | 1001319613 | MA20026 | -33.9259 | 151.2291 | 1 | CS | 3 | Standard
11260 | 6914 | 1001319638 | MA20031 | -33.9265 | 151.233 | 1 | CS | 1 | Standard
11261 | 6910 | 1001319628 | MA20029 | -33.9263 | 151.2314 | 1 | CS | 2 | Standard
11262 | 6911 | 1001319633 | MA20030 | -33.9264 | 151.2322 | 1 | CS | 1 | Standard
11263 | 6321 | 1001331700 | LE50798 | -33.8974 | 151.1703 | 1 | CS | 1 | Standard
11264 | 6344 | 1001331705 | LE50801 | -33.898 | 151.1699 | 1 | CS | 1 | Standard
11265 | 6350 | 1001331710 | LE50804 | -33.8986 | 151.1696 | 1 | CS | 1 | Standard
11266 | 6365 | 1001331720 | LE50807 | -33.8991 | 151.1696 | 1 | CS | 2 | Standard
11267 | 6373 | 1001331725 | LE50808 | -33.8993 | 151.1702 | 1 | CS | 1 | Standard
11268 | 6380 | 1001331511 | LE50809 | -33.8994 | 151.1701 | 1 | CS | 1 | Standard
11269 | 6348 | 1001333397 | LE50803 | -33.8985 | 151.1681 | 1 | CS | 1 | Standard
11270 | 6356 | 1001333401 | LE50805 | -33.8987 | 151.1688 | 1 | CS | 1 | Standard
11271 | 6362 | 1001331715 | LE50806 | -33.899 | 151.1694 | 1 | CS | 1 | Standard
11272 | 6408 | 1001331517 | LE51017 | -33.9 | 151.1698 | 1 | CS | 1 | Standard
11273 | 6415 | 1001331522 | LE51018 | -33.9002 | 151.1697 | 1 | CS | 1 | Standard
11274 | 6420 | 1001331524 | LE51019 | -33.9006 | 151.1695 | 1 | CS | 1 | Standard
11275 | 6439 | 1001331529 | LE51020 | -33.9012 | 151.1691 | 1 | CS | 1 | Standard
11276 | 6454 | 1001331539 | LE51022 | -33.9017 | 151.169 | 1 | CS | 1 | Standard
11277 | 6451 | 1001331534 | LE51021 | -33.9017 | 151.1689 | 1 | CS | 1 | Standard
11278 | 6461 | 1001331544 | LE51023 | -33.902 | 151.1697 | 1 | CS | 1 | Standard
11279 | 6464 | 1001331549 | LE51024 | -33.902 | 151.1696 | 1 | CS | 1 | Standard
11280 | 6480 | 1001331554 | LE51025 | -33.9024 | 151.1694 | 1 | CS | 1 | Standard
11281 | 6487 | 1001331559 | LE51026 | -33.9026 | 151.1693 | 1 | CS | 1 | Standard
11282 | 6509 | 1001331564 | LE51028 | -33.9039 | 151.1691 | 1 | CS | 1 | Standard
11283 | 6518 | 1001331568 | LE51029 | -33.9045 | 151.1692 | 1 | CS | 1 | Standard
11284 | 6537 | 1001331573 | LE51033 | -33.9052 | 151.1693 | 1 | CS | 1 | Standard
11285 | 295384269 | 1003199014 | LE35807 | -33.8967 | 151.1938 | 1 | CS | 2 | Standard
11286 | 6335 | 1001332645 | LE50820 | -33.8977 | 151.1956 | 1 | CS | 1 | Standard
11287 | 6330 | 1001332642 | SY55596 | -33.8976 | 151.1961 | 1 | CS | 1 | Standard
11288 | 6341 | 1001332649 | LE50821 | -33.8979 | 151.1955 | 1 | CS | 1 | Standard
11289 | 6349 | 1001332655 | LE50822 | -33.8985 | 151.1952 | 1 | CS | 1 | Standard
11290 | 6450 | 1001331453 | LE51089 | -33.9015 | 151.1928 | 1 | CS | 1 | Standard
11291 | 6378 | 1001332687 | LE50824 | -33.8994 | 151.1947 | 1 | CS | 1 | Standard
11292 | 6403 | 1001332728 | LE51082 | -33.8999 | 151.1948 | 1 | CS | 1 | Standard
11293 | 6394 | 1001332707 | LE51077 | -33.8997 | 151.1944 | 1 | CS | 1 | Standard
11294 | 6398 | 1001331373 | LE51079 | -33.8997 | 151.1945 | 1 | CS | 1 | Standard
11295 | 6402 | 1001332723 | LE51081 | -33.8999 | 151.1942 | 1 | CS | 1 | Standard
11296 | 6386 | 1001332691 | SY55619 | -33.8995 | 151.1965 | 1 | CS | 1 | Standard
11297 | 6388 | 1001332695 | SY55621 | -33.8995 | 151.1963 | 1 | CS | 1 | Standard
11298 | 6392 | 1001332503 | SY56019 | -33.8996 | 151.1965 | 1 | CS | 1 | Standard
11299 | 6391 | 1001332703 | SY56018 | -33.8996 | 151.1959 | 1 | CS | 1 | Standard
11300 | 6399 | 1001332715 | SY56020 | -33.8997 | 151.196 | 1 | CS | 1 | Standard
11301 | 6400 | 1001332719 | LE51080 | -33.8998 | 151.1957 | 1 | CS | 1 | Standard
11302 | 6368 | 1001332671 | LE50823 | -33.8991 | 151.1949 | 1 | CS | 1 | Standard
11303 | 6396 | 1001332711 | LE51078 | -33.8997 | 151.1955 | 1 | CS | 1 | Standard
11304 | 6409 | 1001332736 | LE51084 | -33.9 | 151.195 | 1 | CS | 1 | Standard
11305 | 6412 | 1001332744 | LE51086 | -33.9001 | 151.1946 | 1 | CS | 1 | Standard
11306 | 6418 | 1001331386 | LE51087 | -33.9004 | 151.1937 | 1 | CS | 1 | Standard
11307 | 6411 | 1001332741 | LE51085 | -33.9001 | 151.194 | 1 | CS | 1 | Standard
11308 | 6406 | 1001332731 | LE51083 | -33.8999 | 151.1945 | 1 | CS | 1 | Standard
11309 | 6430 | 1001331448 | LE51088 | -33.9009 | 151.1933 | 1 | CS | 1 | Standard
11310 | 6494 | 1001319013 | LE51096 | -33.9029 | 151.1906 | 1 | CS | 1 | Standard
11311 | 6493 | 1001319008 | LE51095 | -33.9029 | 151.1905 | 1 | CS | 1 | Standard
11312 | 6488 | 1001331426 | LE51093 | -33.9027 | 151.189 | 1 | CS | 1 | Standard
11313 | 6491 | 1001331431 | LE51094 | -33.9028 | 151.1899 | 1 | CS | 1 | Standard
11314 | 6465 | 1001331458 | LE51090 | -33.902 | 151.1923 | 1 | CS | 1 | Standard
11315 | 6485 | 1001331468 | LE51091 | -33.9025 | 151.1918 | 1 | CS | 1 | Standard
11316 | 6499 | 1001331782 | LE51097 | -33.903 | 151.1914 | 1 | CS | 1 | Standard
11317 | 6504 | 1001331789 | LE51098 | -33.9035 | 151.1909 | 1 | CS | 1 | Standard
11318 | 6513 | 1001331794 | LE51099 | -33.9041 | 151.1904 | 1 | CS | 1 | Standard
11319 | 6527 | 1001331803 | LE51101 | -33.9047 | 151.1898 | 1 | CS | 1 | Standard
11320 | 6523 | 1001331799 | LE51100 | -33.9046 | 151.1899 | 1 | CS | 1 | Standard
11321 | 6532 | 1001331808 | LE51102 | -33.9049 | 151.1896 | 1 | CS | 1 | Standard
11322 | 6458 | 1001331759 | LE51067 | -33.9018 | 151.1835 | 1 | CS | 1 | Standard
11323 | 6473 | 1001329360 | LE51071 | -33.9022 | 151.1858 | 1 | CS | 1 | Standard
11324 | 6483 | 1001331407 | LE51075 | -33.9024 | 151.1874 | 1 | CS | 1 | Standard
11325 | 6478 | 1001331397 | LE51073 | -33.9023 | 151.1867 | 1 | CS | 1 | Standard
11326 | 6486 | 1001331422 | LE51092 | -33.9026 | 151.1883 | 1 | CS | 1 | Standard
11327 | 6466 | 1001331764 | LE51068 | -33.902 | 151.1834 | 1 | CS | 1 | Standard
11328 | 6472 | 1001331769 | LE51070 | -33.9022 | 151.1834 | 1 | CS | 1 | Standard
11329 | 6482 | 1001223911 | LE51074 | -33.9024 | 151.1847 | 1 | CS | 1 | Standard
11330 | 6476 | 1001329365 | LE51072 | -33.9023 | 151.1839 | 1 | CS | 1 | Standard
11331 | 6469 | 1001329350 | LE51069 | -33.9021 | 151.1852 | 1 | CS | 1 | Standard
11332 | 7482 | 1001223918 | LE51076 | -33.9025 | 151.1851 | 1 | CS | 1 | Standard
11333 | 1520082 | 1001331676 | LE51209 | -33.9063 | 151.183 | 1 | CS | 1 | Standard
11334 | 1520083 | 1001331631 | LE51210 | -33.9063 | 151.183 | 1 | CS | 1 | Standard
11335 | 1520081 | 1001331673 | LE51208 | -33.9064 | 151.1829 | 1 | CS | 1 | Standard
11336 | 1520080 | 1001331665 | LE51207 | -33.9064 | 151.1828 | 1 | Not CS | 0 | Standard
11337 | 68704 | 1001331664 | LE51112 | -33.906 | 151.1834 | 1 | CS | 2 | Standard
11338 | 6566 | 1001331267 | LE51111 | -33.9064 | 151.1835 | 1 | CS | 1 | Standard
11339 | 6561 | 1001331300 | LE51108 | -33.9064 | 151.1832 | 1 | CS | 1 | Standard
11340 | 6562 | 1001331685 | LE51109 | -33.9064 | 151.1833 | 1 | CS | 1 | Standard
11341 | 6563 | 1001331772 | LE51110 | -33.9064 | 151.1833 | 1 | CS | 1 | Standard
11342 | 6535 | 1001331812 | LE51103 | -33.9051 | 151.1894 | 1 | CS | 1 | Standard
11343 | 6547 | 1001331276 | LE51116 | -33.9058 | 151.1886 | 1 | CS | 1 | Standard
11344 | 6549 | 1001331824 | LE51117 | -33.9059 | 151.1888 | 1 | CS | 1 | Standard
11345 | 6556 | 1001331832 | LE51119 | -33.9062 | 151.1883 | 1 | CS | 1 | Standard
11346 | 6555 | 1001331828 | LE51118 | -33.9061 | 151.1885 | 1 | CS | 1 | Standard
11347 | 6558 | 1001331280 | LE51120 | -33.9062 | 151.1884 | 1 | CS | 1 | Sheath Pit
11348 | 6560 | 1001331286 | LE51121 | -33.9064 | 151.1881 | 1 | CS | 1 | Sheath Pit
11349 | 6544 | 1001331817 | LE51115 | -33.9056 | 151.189 | 1 | CS | 1 | Standard
11350 | 6583 | 1001331745 | LE51124 | -33.907 | 151.1888 | 1 | CS | 1 | Standard
11351 | 6568 | 1001331735 | LE51122 | -33.9065 | 151.1882 | 1 | CS | 1 | Standard
11352 | 6573 | 1001331740 | LE51123 | -33.9067 | 151.1883 | 1 | CS | 1 | Standard
11353 | 6599 | 1001331750 | LE51125 | -33.9075 | 151.1896 | 1 | CS | 1 | Standard
11354 | 6538 | 1001325164 | SY56049 | -33.9052 | 151.1962 | 1 | CS | 1 | Standard
11355 | 6615 | 1001331348 | LE51127 | -33.9079 | 151.1901 | 1 | CS | 1 | Standard
11356 | 6613 | 1001331343 | LE51126 | -33.9078 | 151.1901 | 1 | CS | 1 | Standard
11357 | 6703 | 1001331730 | SY56128 | -33.9116 | 151.1965 | 1 | CS | 1 | Standard
11358 | 751450 | 1001325173 | LE51184 | -33.9127 | 151.1954 | 1 | CS | 2 | Standard
11359 | 699922 | 1001325168 | SY56142 | -33.9133 | 151.1963 | 1 | CS | 2 | Standard
11360 | 6762 | 1001325178 | LE51176 | -33.9153 | 151.1919 | 1 | CS | 1 | Standard
11361 | 6614 | 1001331643 | LE51052 | -33.9079 | 151.1707 | 1 | CS | 1 | Standard
11362 | 6611 | 1001331638 | LE51051 | -33.9079 | 151.1705 | 1 | CS | 1 | Standard
11363 | 1417020 | 1001331654 | LE51205 | -33.9077 | 151.1702 | 1 | CS | 1 | Standard
11364 | 6575 | 1001331588 | LE51036 | -33.9068 | 151.1687 | 1 | CS | 1 | Standard
11365 | 6580 | 1001331599 | LE51038 | -33.9069 | 151.1689 | 1 | CS | 1 | Standard
11366 | 6581 | 1001331603 | LE51039 | -33.907 | 151.1691 | 1 | CS | 1 | Standard
11367 | 6578 | 1001331593 | LE51037 | -33.9069 | 151.1686 | 1 | CS | 2 | Standard
11368 | 6567 | 1001331583 | LE51035 | -33.9065 | 151.1692 | 1 | CS | 1 | Standard
11369 | 6584 | 1001331609 | LE51040 | -33.9071 | 151.1692 | 1 | CS | 2 | Standard
11370 | 6597 | 1001331624 | LE51045 | -33.9075 | 151.1698 | 1 | CS | 1 | Standard
11371 | 6595 | 1001331619 | LE51044 | -33.9074 | 151.1697 | 1 | CS | 1 | Standard
11372 | 6617 | 1001333276 | LE51053 | -33.908 | 151.1691 | 1 | CS | 1 | Standard
11373 | 6585 | 1001331614 | LE51041 | -33.9071 | 151.1683 | 1 | CS | 1 | Standard
11374 | 6592 | 1001329308 | LE51042 | -33.9073 | 151.1681 | 1 | CS | 1 | Standard
11375 | 6590 | 1001329385 | LE51064 | -33.9072 | 151.1726 | 1 | CS | 2 | Standard
11376 | 6622 | 1001333284 | LE51056 | -33.908 | 151.1695 | 1 | CS | 2 | Standard
11377 | 6619 | 1001333280 | LE51055 | -33.908 | 151.1696 | 1 | CS | 1 | Standard
11378 | 6618 | 1001331648 | LE51054 | -33.908 | 151.1706 | 1 | CS | 1 | Standard
11379 | 6646 | 1001331669 | LE51057 | -33.9089 | 151.1711 | 1 | CS | 1 | Standard
11380 | 6653 | 1001331671 | LE51058 | -33.909 | 151.171 | 1 | CS | 1 | Standard
11381 | 6682 | 1001331677 | LE51059 | -33.9102 | 151.1692 | 1 | CS | 1 | Standard
11382 | 6722 | 1001331537 | LE51171 | -33.9125 | 151.1797 | 1 | CS | 2 | Standard
11383 | 6730 | 1001331847 | LE51148 | -33.9133 | 151.1788 | 1 | CS | 1 | Standard
11384 | 6734 | 1001331322 | LE51149 | -33.9136 | 151.1792 | 1 | CS | 1 | Standard
11385 | 6738 | 1001331610 | LE51172 | -33.9139 | 151.1797 | 1 | CS | 1 | Standard
11386 | 6744 | 1001331861 | LE51152 | -33.9143 | 151.1776 | 1 | CS | 2 | Standard
11387 | 6748 | 1001331866 | LE51153 | -33.9146 | 151.1771 | 1 | CS | 1 | Standard
11388 | 6749 | 1001331871 | LE51154 | -33.9147 | 151.1769 | 1 | CS | 2 | Standard
11389 | 6752 | 1001331876 | LE51155 | -33.915 | 151.1762 | 1 | CS | 1 | Standard
11390 | 6737 | 1001331852 | LE51150 | -33.9139 | 151.1781 | 1 | CS | 3 | Standard
11391 | 6740 | 1001331856 | LE51151 | -33.914 | 151.178 | 1 | CS | 1 | Standard
11392 | 6757 | 1001331777 | LE51156 | -33.9152 | 151.1743 | 1 | CS | 2 | Standard
11393 | 6759 | 1001331881 | LE51157 | -33.9152 | 151.1744 | 1 | CS | 1 | Standard
11394 | 6761 | 1001331886 | LE51158 | -33.9153 | 151.1755 | 1 | CS | 2 | Standard
11395 | 6768 | 1001331890 | LE51159 | -33.9154 | 151.1746 | 1 | CS | 1 | Standard
11396 | 6770 | 1001331895 | LE51160 | -33.9155 | 151.1749 | 1 | CS | 1 | Standard
11397 | 6755 | 1001223953 | LE51139 | -33.9151 | 151.1685 | 1 | CS | 2 | Standard
11398 | 6756 | 1001331836 | LE51140 | -33.9152 | 151.1685 | 1 | CS | 1 | Standard
11399 | 6743 | 1001333409 | LE51138 | -33.9142 | 151.1713 | 1 | CS | 1 | Standard
11400 | 6276 | 1001332617 | SY55584 | -33.8965 | 151.1991 | 1 | Not CS | 0 | Standard
11401 | 6295 | 1001332621 | SY55589 | -33.8968 | 151.1992 | 1 | CS | 1 | Standard
11402 | 6300 | 1001334023 | SY55590 | -33.8969 | 151.1988 | 1 | CS | 1 | Standard
11403 | 6281 | 1001332951 | SY55585 | -33.8966 | 151.2007 | 1 | CS | 1 | Standard
11404 | 6284 | 1001332785 | SY55586 | -33.8966 | 151.2001 | 1 | CS | 1 | Standard
11405 | 6285 | 1001332546 | SY55587 | -33.8966 | 151.2002 | 1 | CS | 1 | Standard
11406 | 6294 | 1001332551 | SY55588 | -33.8968 | 151.2002 | 1 | CS | 1 | Standard
11407 | 6318 | 1001332479 | SY55593 | -33.8973 | 151.2003 | 1 | CS | 1 | Standard
11408 | 6322 | 1001332555 | SY55594 | -33.8974 | 151.2004 | 1 | CS | 1 | Standard
11409 | 6342 | 1001332484 | SY55597 | -33.8979 | 151.2005 | 1 | CS | 1 | Standard
11410 | 6345 | 1001332559 | SY55598 | -33.898 | 151.2006 | 1 | CS | 1 | Standard
11411 | 6308 | 1001332628 | SY55591 | -33.8971 | 151.198 | 1 | CS | 1 | Standard
11412 | 6323 | 1001332638 | SY55595 | -33.8974 | 151.1969 | 1 | CS | 1 | Standard
11413 | 6314 | 1001332633 | SY55592 | -33.8972 | 151.1977 | 1 | CS | 1 | Standard
11414 | 6346 | 1001333890 | SY55643 | -33.8981 | 151.2092 | 1 | CS | 1 | Standard
11415 | 6354 | 1001334027 | SY55601 | -33.8986 | 151.2017 | 1 | CS | 1 | Standard
11416 | 6382 | 1001333913 | SY55616 | -33.8994 | 151.2019 | 1 | CS | 1 | Standard
11417 | 6417 | 1001319189 | SY56064 | -33.9002 | 151.2041 | 1 | CS | 1 | Standard
11418 | 6445 | 1001319154 | SY56030 | -33.9012 | 151.202 | 1 | CS | 1 | Standard
11419 | 6357 | 1001333893 | SY55644 | -33.8987 | 151.2091 | 1 | CS | 1 | Standard
11420 | 6370 | 1001333897 | SY55645 | -33.8992 | 151.2089 | 1 | CS | 1 | Standard
11421 | 6379 | 1001333901 | SY55646 | -33.8993 | 151.2089 | 1 | CS | 1 | Standard
11422 | 6390 | 1001223897 | SY56060 | -33.8996 | 151.2093 | 1 | CS | 1 | Standard
11423 | 6410 | 1001332765 | SY56063 | -33.9 | 151.209 | 1 | CS | 1 | Standard
11424 | 6423 | 1001332773 | SY56065 | -33.9006 | 151.2088 | 1 | CS | 1 | Standard
11425 | 6427 | 1001332769 | SY56066 | -33.9008 | 151.2088 | 1 | CS | 1 | Standard
11426 | 6467 | 1001319199 | SY56068 | -33.902 | 151.2074 | 1 | CS | 1 | Standard
11427 | 6471 | 1001327203 | SY56070 | -33.9022 | 151.2074 | 1 | CS | 1 | Standard
11428 | 6470 | 1001327199 | SY56069 | -33.9021 | 151.2074 | 1 | CS | 1 | Standard
11429 | 6444 | 1001319194 | SY56067 | -33.9012 | 151.2084 | 1 | CS | 1 | Standard
11430 | 21498 | 1001319204 | SY56073 | -33.9017 | 151.2078 | 1 | CS | 2 | Standard
11431 | 6479 | 1001319184 | SY56040 | -33.9023 | 151.2016 | 1 | CS | 1 | Standard
11432 | 6490 | 1001332789 | SY56041 | -33.9027 | 151.2018 | 1 | CS | 1 | Standard
11433 | 6511 | 1001332880 | SY56071 | -33.904 | 151.204 | 1 | CS | 1 | Standard
11434 | 6496 | 1001332793 | SY56043 | -33.903 | 151.202 | 1 | CS | 1 | Standard
11435 | 6506 | 1001332797 | SY56045 | -33.9036 | 151.2023 | 1 | CS | 1 | Standard
11436 | 6514 | 1001332801 | SY56047 | -33.9042 | 151.2026 | 1 | CS | 1 | Standard
11437 | 6371 | 1001332679 | SY55611 | -33.8992 | 151.1974 | 1 | CS | 1 | Standard
11438 | 6372 | 1001332494 | SY55612 | -33.8993 | 151.198 | 1 | CS | 1 | Standard
11439 | 6369 | 1001332675 | SY55610 | -33.8991 | 151.1978 | 1 | CS | 1 | Standard
11440 | 6383 | 1001332497 | SY55617 | -33.8994 | 151.1972 | 1 | CS | 1 | Standard
11441 | 6375 | 1001332683 | SY55614 | -33.8993 | 151.197 | 1 | CS | 1 | Standard
11442 | 6361 | 1001332659 | SY55606 | -33.8989 | 151.1989 | 1 | CS | 1 | Standard
11443 | 6359 | 1001332578 | SY55604 | -33.8988 | 151.1993 | 1 | CS | 1 | Standard
11444 | 6360 | 1001332583 | SY55605 | -33.8989 | 151.1991 | 1 | CS | 1 | Standard
11445 | 6366 | 1001332667 | SY55608 | -33.899 | 151.1989 | 1 | CS | 1 | Standard
11446 | 6374 | 1001333968 | SY55613 | -33.8993 | 151.1992 | 1 | CS | 1 | Standard
11447 | 6389 | 1001332699 | SY55622 | -33.8995 | 151.1991 | 1 | CS | 1 | Standard
11448 | 6363 | 1001332663 | SY55607 | -33.899 | 151.1985 | 1 | CS | 1 | Standard
11449 | 6367 | 1001332489 | SY55609 | -33.8991 | 151.1988 | 1 | CS | 1 | Standard
11450 | 6351 | 1001332562 | SY55599 | -33.8986 | 151.2008 | 1 | CS | 1 | Standard
11451 | 6352 | 1001332569 | SY55600 | -33.8986 | 151.2008 | 1 | CS | 1 | Standard
11452 | 6358 | 1001334030 | SY55603 | -33.8987 | 151.2008 | 1 | CS | 1 | Standard
11453 | 6355 | 1001332574 | SY55602 | -33.8987 | 151.2001 | 1 | CS | 1 | Standard
11454 | 6376 | 1001333909 | SY55615 | -33.8993 | 151.2003 | 1 | CS | 1 | Standard
11455 | 6385 | 1001333917 | SY55618 | -33.8994 | 151.2003 | 1 | CS | 1 | Standard
11456 | 6387 | 1001333921 | SY55620 | -33.8995 | 151.2004 | 1 | CS | 1 | Standard
11457 | 6407 | 1001319689 | SY56022 | -33.9 | 151.2005 | 1 | CS | 1 | Standard
11458 | 6442 | 1001319149 | SY56029 | -33.9012 | 151.2011 | 1 | CS | 1 | Standard
11459 | 6422 | 1001319139 | SY56025 | -33.9006 | 151.2007 | 1 | CS | 1 | Standard
11460 | 6405 | 1001319679 | SY56021 | -33.8999 | 151.1994 | 1 | CS | 1 | Standard
11461 | 6421 | 1001319135 | SY56024 | -33.9005 | 151.1997 | 1 | CS | 1 | Standard
11462 | 6416 | 1001332748 | SY56023 | -33.9001 | 151.1993 | 1 | CS | 1 | Standard
11463 | 6426 | 1001332752 | SY56027 | -33.9008 | 151.1995 | 1 | CS | 1 | Standard
11464 | 6425 | 1001319144 | SY56026 | -33.9007 | 151.1997 | 1 | CS | 1 | Standard
11465 | 6440 | 1001332756 | SY56028 | -33.9011 | 151.1997 | 1 | CS | 1 | Standard
11466 | 6447 | 1001319110 | SY56031 | -33.9014 | 151.1998 | 1 | CS | 1 | Standard
11467 | 6460 | 1001319125 | SY56036 | -33.9019 | 151.2 | 1 | CS | 1 | Standard
11468 | 6459 | 1001325495 | SY56035 | -33.9018 | 151.2001 | 1 | CS | 1 | Standard
11469 | 6462 | 1001319130 | SY56037 | -33.9019 | 151.1997 | 1 | CS | 1 | Standard
11470 | 6468 | 1001327630 | SY56038 | -33.902 | 151.1994 | 1 | CS | 1 | Standard
11471 | 6475 | 1001327634 | SY56039 | -33.9023 | 151.1995 | 1 | CS | 1 | Standard
11472 | 6495 | 1001327639 | SY56042 | -33.9029 | 151.1997 | 1 | CS | 1 | Standard
11473 | 6453 | 1001327625 | SY56033 | -33.9017 | 151.2002 | 1 | CS | 1 | Standard
11474 | 6448 | 1001319115 | SY56032 | -33.9014 | 151.2012 | 1 | CS | 1 | Standard
11475 | 6456 | 1001319120 | SY56034 | -33.9018 | 151.2014 | 1 | CS | 1 | Standard
11476 | 295319850 | 1003253194 | SY29178 | -33.9045 | 151.2005 | 2 | CS | 1 | Comms
11477 | 6502 | 1001327644 | SY56044 | -33.9031 | 151.1998 | 1 | CS | 1 | Standard
11478 | 6510 | 1001334089 | SY56046 | -33.9039 | 151.1997 | 1 | CS | 1 | Standard
11479 | 6255 | 1001327129 | SY55675 | -33.8958 | 151.2134 | 1 | CS | 1 | Standard
11480 | 6262 | 1001327132 | SY55676 | -33.8961 | 151.2133 | 1 | CS | 1 | Standard
11481 | 6272 | 1001327032 | SY55677 | -33.8965 | 151.214 | 1 | CS | 1 | Standard
11482 | 6292 | 1001327038 | SY55682 | -33.8967 | 151.2139 | 1 | CS | 1 | Standard
11483 | 6275 | 1001333954 | SY55678 | -33.8965 | 151.2151 | 1 | CS | 1 | Standard
11484 | 6283 | 1001333957 | SY55679 | -33.8966 | 151.2153 | 1 | CS | 1 | Standard
11485 | 6289 | 1001333961 | SY55681 | -33.8967 | 151.2153 | 1 | CS | 1 | Standard
11486 | 6299 | 1001333929 | SY55684 | -33.8969 | 151.2153 | 1 | CS | 1 | Standard
11487 | 6298 | 1001333964 | SY55683 | -33.8968 | 151.2153 | 1 | CS | 1 | Standard
11488 | 6309 | 1001333933 | SY55685 | -33.8971 | 151.2152 | 1 | CS | 1 | Standard
11489 | 6329 | 1001327142 | SY55686 | -33.8975 | 151.2144 | 1 | CS | 1 | Standard
11490 | 6288 | 1001327137 | SY55680 | -33.8966 | 151.2136 | 1 | CS | 1 | Standard
11491 | 6259 | 1001333925 | SY55638 | -33.8959 | 151.2096 | 1 | CS | 1 | Standard
11492 | 6282 | 1001333014 | SY55639 | -33.8966 | 151.2095 | 1 | CS | 1 | Standard
11493 | 6317 | 1001333018 | SY55640 | -33.8973 | 151.2094 | 1 | CS | 1 | Standard
11494 | 6326 | 1001333022 | SY55641 | -33.8974 | 151.2093 | 1 | CS | 1 | Standard
11495 | 6333 | 1001333026 | SY55642 | -33.8976 | 151.2093 | 1 | CS | 1 | Standard
11496 | 6395 | 1001223902 | SY56061 | -33.8997 | 151.2102 | 1 | CS | 1 | Standard
11497 | 6401 | 1001223906 | SY56062 | -33.8999 | 151.2105 | 1 | CS | 1 | Standard
11498 | 343521 | 1001325915 | SY55692 | -33.8989 | 151.2128 | 1 | CS | 1 | Standard
11499 | 343522 | 1001325920 | SY55693 | -33.8989 | 151.213 | 1 | CS | 2 | Standard
11500 | 1009092 | 1001331509 | SY55695 | -33.8982 | 151.2148 | 1 | CS | 2 | Standard
11501 | 1009093 | 1001331514 | SY55696 | -33.8981 | 151.2143 | 1 | CS | 2 | Standard
11502 | 665570 | 1001327149 | SY55694 | -33.8982 | 151.2149 | 1 | CS | 1 | Standard
11503 | 429411 | 1001327497 | SY56117 | -33.8997 | 151.214 | 1 | CS | 1 | Standard
11504 | 343520 | 1001332586 | SY56114 | -33.9 | 151.2135 | 1 | CS | 2 | Standard
11505 | 364995 | 1001327502 | SY56115 | -33.9 | 151.2131 | 1 | CS | 2 | Standard
11506 | 6413 | 1001319091 | SY56111 | -33.9001 | 151.2129 | 1 | CS | 1 | Standard
11507 | 364996 | 1001327492 | SY56116 | -33.9002 | 151.2131 | 1 | CS | 2 | Standard
11508 | 6428 | 1001319100 | SY56113 | -33.9008 | 151.2137 | 1 | Not CS | 0 | Standard
11509 | 6419 | 1001319096 | SY56112 | -33.9005 | 151.2124 | 1 | CS | 1 | Standard
11510 | 6666 | 1001319086 | SY56110 | -33.9092 | 151.2108 | 1 | CS | 1 | Standard
11511 | 6665 | 1001319081 | SY56109 | -33.9092 | 151.2106 | 1 | Not CS | 0 | Standard
11512 | 6635 | 1001319011 | SY56104 | -33.9085 | 151.209 | 1 | CS | 1 | Standard
11513 | 6642 | 1001332894 | SY56105 | -33.9087 | 151.2094 | 1 | CS | 1 | Standard
11514 | 6647 | 1001319017 | SY56106 | -33.9089 | 151.2101 | 1 | Not CS | 0 | Standard
11515 | 6650 | 1001319022 | SY56107 | -33.9089 | 151.2099 | 1 | CS | 1 | Standard
11516 | 6661 | 1001319027 | SY56108 | -33.9091 | 151.2103 | 1 | Not CS | 0 | Standard
11517 | 6718 | 1001332918 | SY56143 | -33.9124 | 151.2119 | 1 | CS | 1 | Standard
11518 | 6721 | 1001332926 | SY56145 | -33.9124 | 151.2097 | 1 | CS | 1 | Standard
11519 | 6720 | 1001332923 | SY56144 | -33.9124 | 151.2096 | 1 | CS | 1 | Standard
11520 | 6753 | 1001332898 | SY56146 | -33.915 | 151.2091 | 1 | CS | 1 | Standard
11521 | 6678 | 1001332853 | SY56098 | -33.9099 | 151.2025 | 1 | CS | 1 | Standard
11522 | 6652 | 1001332889 | SY56092 | -33.9089 | 151.1996 | 1 | CS | 1 | Standard
11523 | 6671 | 1001319052 | SY56096 | -33.9095 | 151.1987 | 1 | CS | 1 | Standard
11524 | 6531 | 1001332804 | SY56048 | -33.9048 | 151.2027 | 1 | CS | 1 | Standard
11525 | 6540 | 1001332808 | SY56074 | -33.9054 | 151.2029 | 1 | CS | 1 | Standard
11526 | 6541 | 1001332812 | SY56075 | -33.9054 | 151.2029 | 1 | CS | 1 | Standard
11527 | 738587 | 1001332864 | SY56103 | -33.906 | 151.203 | 1 | CS | 1 | Standard
11528 | 6559 | 1001332816 | SY56076 | -33.9063 | 151.2031 | 1 | CS | 1 | Standard
11529 | 6564 | 1001319159 | SY56077 | -33.9064 | 151.2027 | 1 | CS | 1 | Standard
11530 | 6565 | 1001332886 | SY56078 | -33.9064 | 151.2028 | 1 | CS | 1 | Standard
11531 | 6574 | 1001332821 | SY56079 | -33.9067 | 151.203 | 1 | CS | 1 | Standard
11532 | 2228587 | 1001615267 | SY27242 | -33.9072 | 151.2079 | 1 | CS | 1 | Standard
11533 | 6593 | 1001332824 | SY56080 | -33.9073 | 151.203 | 1 | CS | 1 | Standard
11534 | 6609 | 1001332828 | SY56083 | -33.9077 | 151.2029 | 1 | CS | 1 | Standard
11535 | 6623 | 1001332832 | SY56085 | -33.908 | 151.2029 | 1 | CS | 1 | Standard
11536 | 6641 | 1001332836 | SY56089 | -33.9087 | 151.2029 | 1 | CS | 1 | Standard
11537 | 6645 | 1001332840 | SY56091 | -33.9088 | 151.2029 | 1 | CS | 2 | Standard
11538 | 6667 | 1001332844 | SY56094 | -33.9093 | 151.2027 | 1 | CS | 2 | Standard
11539 | 6672 | 1001332849 | SY56097 | -33.9095 | 151.2027 | 1 | CS | 1 | Standard
11540 | 6690 | 1001332857 | SY56099 | -33.9106 | 151.2023 | 1 | CS | 1 | Standard
11541 | 6695 | 1001332861 | SY56125 | -33.911 | 151.2021 | 1 | CS | 1 | Standard
11542 | 6698 | 1001325500 | SY56126 | -33.9112 | 151.2021 | 1 | CS | 1 | Standard
11543 | 114880905 | 1003158151 | SY28746 | -33.9111 | 151.2042 | 2 | CS | 1 | Comms
11544 | 1335439 | 1001332597 | SY56361 | -33.912 | 151.207 | 1 | CS | 2 | Standard
11545 | 7473 | 1001319190 | SY56140 | -33.9141 | 151.2029 | 1 | CS | 1 | Standard
11546 | 7483 | 1001332914 | SY56141 | -33.9141 | 151.2029 | 1 | CS | 1 | Standard
11547 | 6700 | 1001325505 | SY56127 | -33.9114 | 151.2019 | 1 | CS | 1 | Standard
11548 | 6707 | 1001325510 | SY56129 | -33.9118 | 151.2017 | 1 | CS | 1 | Standard
11549 | 6719 | 1001325515 | SY56130 | -33.9124 | 151.2015 | 1 | CS | 1 | Standard
11550 | 6727 | 1001325520 | SY56131 | -33.913 | 151.2013 | 1 | CS | 1 | Standard
11551 | 6732 | 1001325524 | SY56132 | -33.9134 | 151.2012 | 1 | CS | 1 | Standard
11552 | 7453 | 1001325529 | SY56133 | -33.9139 | 151.201 | 1 | CS | 1 | Standard
11553 | 7472 | 1001319209 | SY56139 | -33.9143 | 151.2009 | 1 | CS | 1 | Standard
11554 | 7456 | 1001319071 | SY56136 | -33.9147 | 151.2007 | 1 | CS | 1 | Standard
11555 | 7457 | 1001319076 | SY56137 | -33.9149 | 151.2007 | 1 | CS | 1 | Standard
11556 | 7471 | 1001323272 | SY56138 | -33.9153 | 151.2005 | 1 | CS | 1 | Standard
11557 | 7455 | 1001323267 | SY56135 | -33.9155 | 151.2004 | 1 | CS | 1 | Standard
11558 | 7454 | 1001323262 | SY56134 | -33.9162 | 151.2002 | 1 | CS | 1 | Standard
11559 | 6777 | 1001323193 | SY56147 | -33.9166 | 151.2001 | 1 | CS | 1 | Standard
11560 | 6780 | 1001323198 | SY56148 | -33.9168 | 151.2 | 1 | CS | 1 | Standard
11561 | 6785 | 1001323203 | SY56149 | -33.9174 | 151.1998 | 1 | CS | 1 | Standard
11562 | 6789 | 1001323208 | SY56150 | -33.9179 | 151.1996 | 1 | CS | 1 | Standard
11563 | 6791 | 1001323212 | SY56151 | -33.9181 | 151.1996 | 1 | CS | 1 | Standard
11564 | 6800 | 1001323217 | SY56152 | -33.9183 | 151.1995 | 1 | CS | 1 | Standard
11565 | 6808 | 1001323222 | SY56154 | -33.9186 | 151.1993 | 1 | CS | 1 | Standard
11566 | 6812 | 1001323227 | SY56157 | -33.9188 | 151.1991 | 1 | CS | 1 | Standard
11567 | 6811 | 1001319354 | SY56156 | -33.9188 | 151.2012 | 1 | CS | 1 | Standard
11568 | 113534372 | 1003158155 | SY28747 | -33.9195 | 151.2024 | 2 | CS | 1 | Comms
11569 | 6815 | 1001323232 | SY56158 | -33.9189 | 151.199 | 1 | CS | 1 | Standard
11570 | 6816 | 1001323237 | SY56159 | -33.919 | 151.1989 | 1 | CS | 1 | Standard
11571 | 6807 | 1001319341 | SY56153 | -33.9186 | 151.197 | 1 | CS | 1 | Standard
11572 | 6809 | 1001319347 | SY56155 | -33.9186 | 151.197 | 1 | CS | 1 | Standard
11573 | 167467 | 1001319336 | SY56175 | -33.9197 | 151.1981 | 1 | CS | 2 | Standard
11574 | 167466 | 1001319332 | SY56174 | -33.9196 | 151.1978 | 1 | CS | 2 | Standard
11575 | 6819 | 1001323241 | SY56160 | -33.9191 | 151.1988 | 1 | CS | 1 | Standard
11576 | 167468 | 1001319394 | SY56176 | -33.9194 | 151.1984 | 1 | CS | 2 | Standard
11577 | 6833 | 1001323247 | SY56161 | -33.9196 | 151.1982 | 1 | CS | 1 | Standard
11578 | 6840 | 1001323252 | SY56162 | -33.9201 | 151.1977 | 1 | CS | 1 | Standard
11579 | 6849 | 1001323257 | SY56163 | -33.9206 | 151.1972 | 1 | CS | 1 | Standard
11580 | 6850 | 1001323297 | SY56164 | -33.9206 | 151.1964 | 1 | CS | 1 | Standard
11581 | 82490 | 1001627024 | SY27289 | -33.9218 | 151.2066 | 9 | CS | 1 | Vault
11582 | 6856 | 1001323302 | SY56165 | -33.921 | 151.1968 | 1 | CS | 1 | Standard
11583 | 6859 | 1001319358 | SY56166 | -33.9211 | 151.1967 | 1 | CS | 1 | Standard
11584 | 6864 | 1001319365 | SY56167 | -33.9213 | 151.1965 | 1 | CS | 1 | Standard
11585 | 6865 | 1001319318 | SY56168 | -33.9215 | 151.1963 | 1 | CS | 1 | Standard
11586 | 6867 | 1001319324 | SY56169 | -33.9217 | 151.1963 | 1 | CS | 1 | Standard
11587 | 6868 | 1001319327 | SY56170 | -33.9217 | 151.1963 | 1 | CS | 2 | Standard
11588 | 6873 | 1001325789 | MA20000 | -33.9223 | 151.1961 | 1 | CS | 2 | Standard
11589 | 6874 | 1001325765 | MA20001 | -33.9223 | 151.1961 | 1 | CS | 1 | Standard
11590 | 6879 | 1001325639 | MA20002 | -33.9229 | 151.196 | 1 | CS | 1 | Standard
11591 | 6883 | 1001331607 | KO40055 | -33.9236 | 151.1958 | 1 | CS | 3 | Standard
11592 | 6884 | 1001325648 | MA20003 | -33.9236 | 151.1959 | 1 | CS | 2 | Standard
11593 | 6886 | 1001331612 | KO40056 | -33.9242 | 151.1957 | 1 | CS | 1 | Standard
11594 | 6891 | 1001331617 | KO40057 | -33.9249 | 151.1956 | 1 | CS | 1 | Standard
11595 | 6892 | 1001331622 | KO40058 | -33.9249 | 151.1956 | 1 | CS | 1 | Standard
11596 | 6894 | 1001323287 | KO40059 | -33.9252 | 151.1955 | 1 | CS | 1 | Standard
11597 | 6897 | 1001331575 | KO40061 | -33.9254 | 151.1955 | 1 | CS | 2 | Standard
11598 | 6898 | 1001331580 | KO40062 | -33.9255 | 151.1954 | 1 | CS | 1 | Standard
11599 | 6820 | 1001332907 | SY56179 | -33.9191 | 151.2115 | 1 | CS | 1 | Standard
11600 | 6821 | 1001332910 | SY56180 | -33.9191 | 151.2115 | 1 | CS | 2 | Standard
11601 | 6818 | 1001332902 | SY56178 | -33.919 | 151.2112 | 1 | CS | 1 | Standard
11602 | 113534507 | 1003211404 | MA13696 | -33.9244 | 151.2136 | 2 | CS | 1 | Comms
11603 | 90174 | 1001321379 | MA20007 | -33.9302 | 151.1978 | 1 | CS | 1 | Standard
11604 | 6860 | 1001323277 | LE51186 | -33.9212 | 151.18 | 1 | CS | 1 | Standard
11605 | 98776 | 1001331683 | LE51170 | -33.9201 | 151.1776 | 1 | CS | 2 | Standard
11606 | 1172262 | 1001331286 | LE51121 | -33.9202 | 151.1774 | 1 | CS | 2 | Sheath Pit
11607 | 270531 | 1001331701 | KO40040 | -33.9269 | 151.1763 | 1 | CS | 2 | Standard
11608 | 113534497 | 1003271997 | LE36920 | -33.9206 | 151.1897 | 2 | CS | 1 | Comms
11609 | 38682 | 1001325134 | LE51196 | -33.9209 | 151.1879 | 1 | CS | 1 | Standard
11610 | 6827 | 1001331626 | LE51185 | -33.9193 | 151.1848 | 1 | CS | 1 | Standard
11611 | 6817 | 1001327732 | LE51193 | -33.919 | 151.1921 | 1 | CS | 1 | Standard
11612 | 6823 | 1001327737 | LE51194 | -33.9192 | 151.1925 | 1 | CS | 1 | Standard
11613 | 6824 | 1001331584 | LE51195 | -33.9192 | 151.1926 | 1 | Not CS | 0 | Standard
11614 | 113534502 | 1003271996 | LE36919 | -33.9208 | 151.1911 | 2 | CS | 1 | Comms
11615 | 117045014 | 1003182930 | LE35590 | -33.921 | 151.1916 | 2 | CS | 1 | Comms
11616 | 117045009 | 1003182929 | LE35589 | -33.9221 | 151.1916 | 2 | CS | 1 | Comms
11617 | 6899 | 1001331587 | KO40063 | -33.9256 | 151.1951 | 1 | CS | 1 | Standard
11618 | 38683 | 1001325139 | LE51188 | -33.9216 | 151.1877 | 1 | CS | 1 | Standard
11619 | 85881 | 1001325143 | LE51191 | -33.922 | 151.1876 | 1 | CS | 1 | Standard
11620 | 85882 | 1001325148 | KO40051 | -33.9223 | 151.1874 | 1 | CS | 1 | Standard
11621 | 85883 | 1001325152 | KO40052 | -33.9237 | 151.1871 | 1 | CS | 1 | Standard
11622 | 85885 | 1001331602 | KO40054 | -33.9237 | 151.1873 | 1 | CS | 1 | Standard
11623 | 85884 | 1001325157 | KO40053 | -33.9236 | 151.187 | 1 | CS | 1 | Standard
11624 | 117056281 | 1003182960 | KO13994 | -33.9247 | 151.1899 | 2 | CS | 1 | Comms
11625 | 113536432 | 1003182962 | KO13995 | -33.9247 | 151.1894 | 2 | CS | 1 | Comms
11626 | 6912 | 1001323188 | KO40064 | -33.9265 | 151.1881 | 1 | CS | 1 | Standard
11627 | 6924 | 1001323282 | KO40066 | -33.9278 | 151.1833 | 1 | CS | 1 | Standard
11628 | 167470 | 1001327487 | KO40068 | -33.9297 | 151.1871 | 1 | CS | 2 | Standard
11629 | 113536427 | 1003182968 | KO13996 | -33.9315 | 151.1864 | 2 | CS | 1 | Comms
11630 | 113536422 | 1003182967 | KO13997 | -33.9318 | 151.186 | 2 | CS | 1 | Comms
11631 | 113536457 | 1003182972 | KO13998 | -33.9341 | 151.1918 | 2 | CS | 1 | Comms
11632 | 113536462 | 1003182973 | KO13999 | -33.9342 | 151.1919 | 2 | CS | 1 | Comms
11633 | 113536467 | 1003182978 | KO14000 | -33.9364 | 151.1926 | 2 | CS | 1 | Comms
11634 | 6926 | 1001319376 | KO40070 | -33.9379 | 151.1936 | 1 | CS | 1 | Standard
11635 | 113536472 | 1003182979 | KO14643 | -33.9384 | 151.1926 | 2 | CS | 1 | Comms
11636 | 1292 | 1001329256 | SY54177 | -33.8651 | 151.2784 | 1 | CS | 1 | Standard
11637 | 1325 | 1001329261 | SY54178 | -33.8652 | 151.2783 | 1 | CS | 1 | Standard
11638 | 1478 | 1001329266 | SY54231 | -33.8657 | 151.2781 | 1 | CS | 1 | Standard
11639 | 1625 | 1001329271 | SY54232 | -33.8663 | 151.2779 | 1 | CS | 1 | Standard
11640 | 2170 | 1001329080 | SY54239 | -33.8681 | 151.2792 | 1 | CS | 1 | Standard
11641 | 2166 | 1001329075 | SY54238 | -33.8681 | 151.2791 | 1 | CS | 1 | Standard
11642 | 2122 | 1001329065 | SY54236 | -33.8679 | 151.2778 | 1 | CS | 1 | Standard
11643 | 2130 | 1001329070 | SY54237 | -33.868 | 151.2781 | 1 | CS | 1 | Standard
11644 | 1822 | 1001329276 | SY54233 | -33.8669 | 151.2777 | 1 | CS | 1 | Standard
11645 | 2021 | 1001329281 | SY54234 | -33.8676 | 151.2775 | 1 | CS | 1 | Standard
11646 | 2103 | 1001329286 | SY54235 | -33.8679 | 151.2774 | 1 | CS | 1 | Standard
11647 | 2196 | 1001329291 | SY54240 | -33.8682 | 151.2773 | 1 | CS | 1 | Standard
11648 | 2310 | 1001329296 | SY54241 | -33.8686 | 151.2772 | 1 | CS | 1 | Standard
11649 | 2431 | 1001329301 | SY54242 | -33.8688 | 151.2771 | 1 | CS | 1 | Standard
11650 | 2619 | 1001329307 | SY54183 | -33.8694 | 151.2767 | 1 | CS | 1 | Standard
11651 | 2679 | 1001329312 | SY54184 | -33.8696 | 151.2765 | 1 | CS | 1 | Standard
11652 | 2758 | 1001329317 | SY54187 | -33.8699 | 151.2762 | 1 | CS | 1 | Standard
11653 | 2887 | 1001329322 | SY54190 | -33.8705 | 151.2758 | 1 | CS | 1 | Standard
11654 | 3096 | 1001329327 | SY54193 | -33.871 | 151.2753 | 1 | CS | 1 | Standard
11655 | 3214 | 1001329332 | SY54214 | -33.8715 | 151.2749 | 1 | CS | 1 | Standard
11656 | 3476 | 1001329202 | SY54219 | -33.8727 | 151.2727 | 1 | CS | 1 | Standard
11657 | 3506 | 1001329207 | SY54220 | -33.8728 | 151.2727 | 1 | CS | 1 | Standard
11658 | 3253 | 1001329337 | SY54216 | -33.8717 | 151.2747 | 1 | CS | 1 | Standard
11659 | 3330 | 1001329342 | SY54217 | -33.8721 | 151.2744 | 1 | CS | 1 | Standard
11660 | 3463 | 1001329347 | SY54218 | -33.8726 | 151.274 | 1 | CS | 1 | Standard
11661 | 3620 | 1001329352 | SY54223 | -33.8732 | 151.2736 | 1 | CS | 1 | Standard
11662 | 3658 | 1001329212 | SY54224 | -33.8735 | 151.2735 | 1 | CS | 1 | Standard
11663 | 3668 | 1001329217 | SY54225 | -33.8735 | 151.2734 | 1 | CS | 1 | Standard
11664 | 3601 | 1001329105 | SY54221 | -33.8731 | 151.2731 | 1 | CS | 1 | Standard
11665 | 3612 | 1001329110 | SY54222 | -33.8732 | 151.2732 | 1 | CS | 1 | Standard
11666 | 3773 | 1001329222 | SY54226 | -33.8741 | 151.2731 | 1 | CS | 1 | Standard
11667 | 3911 | 1001329227 | SY54227 | -33.8747 | 151.2727 | 1 | CS | 1 | Standard
11668 | 6035 | 1001319695 | SY56016 | -33.8906 | 151.2771 | 1 | CS | 1 | Standard
11669 | 6011 | 1001319476 | SY55961 | -33.8902 | 151.2741 | 1 | CS | 1 | Standard
11670 | 6021 | 1001319482 | SY55962 | -33.8904 | 151.2739 | 1 | CS | 1 | Standard
11671 | 5918 | 1001319435 | SY55944 | -33.8886 | 151.2756 | 1 | CS | 1 | Standard
11672 | 5919 | 1001319441 | SY55945 | -33.8887 | 151.2756 | 1 | CS | 1 | Standard
11673 | 5944 | 1001319451 | SY55948 | -33.8892 | 151.2751 | 1 | CS | 1 | Standard
11674 | 5960 | 1001319466 | SY55953 | -33.8893 | 151.275 | 1 | CS | 1 | Standard
11675 | 5923 | 1001319446 | SY55946 | -33.8888 | 151.2759 | 1 | CS | 1 | Standard
11676 | 5980 | 1001319471 | SY55957 | -33.8897 | 151.2746 | 1 | CS | 1 | Standard
11677 | 871683 | 1001319724 | SY55975 | -33.8909 | 151.2742 | 1 | CS | 1 | Preformed
11678 | 6053 | 1001319485 | SY55967 | -33.891 | 151.2762 | 1 | CS | 1 | Standard
11679 | 6085 | 1001319749 | SY55969 | -33.8915 | 151.2753 | 1 | CS | 1 | Standard
11680 | 6063 | 1001319616 | SY55968 | -33.8911 | 151.276 | 1 | CS | 1 | Standard
11681 | 6102 | 1001319754 | SY55970 | -33.8917 | 151.2751 | 1 | CS | 1 | Standard
11682 | 6040 | 1001319700 | SY56017 | -33.8907 | 151.2769 | 1 | CS | 1 | Standard
11683 | 6041 | 1001319480 | SY55965 | -33.8908 | 151.2766 | 1 | CS | 1 | Standard
11684 | 6043 | 1001319276 | SY55966 | -33.8909 | 151.2735 | 1 | CS | 1 | Standard
11685 | 6038 | 1001319271 | SY55964 | -33.8907 | 151.2736 | 1 | CS | 1 | Standard
11686 | 871682 | 1001319175 | SY55974 | -33.8911 | 151.2738 | 1 | CS | 2 | Standard
11687 | 871685 | 1001327059 | SY55977 | -33.8914 | 151.2737 | 1 | CS | 4 | Preformed
11688 | 871684 | 1001327053 | SY55976 | -33.8918 | 151.2732 | 1 | CS | 1 | Preformed
11689 | 6136 | 1001319763 | SY55972 | -33.8924 | 151.2734 | 1 | CS | 1 | Standard
11690 | 6127 | 1001319759 | SY55971 | -33.8923 | 151.2737 | 1 | CS | 1 | Standard
11691 | 113536477 | 1003182980 | KO14650 | -33.9385 | 151.1939 | 2 | CS | 1 | Comms
11692 | 113536482 | 1003182981 | KO14651 | -33.9393 | 151.1946 | 2 | CS | 1 | Comms
11693 | 6928 | 1001319503 | MA20018 | -33.94 | 151.1962 | 1 | CS | 1 | Standard
11694 | 113536412 | 1003182986 | MA13653 | -33.9419 | 151.1974 | 2 | CS | 2 | Comms
11695 | 113536417 | 1003182985 | MA13652 | -33.9421 | 151.1964 | 2 | CS | 1 | Comms
11696 | 6943 | 1001331141 | KO40132 | -33.9448 | 151.1872 | 1 | CS | 1 | Standard
11697 | 6944 | 1001331275 | KO40133 | -33.9448 | 151.1871 | 1 | CS | 1 | Standard
11698 | 6941 | 1001331002 | KO40131 | -33.9447 | 151.1877 | 1 | CS | 1 | Standard
11699 | 6949 | 1001331556 | KO40147 | -33.9451 | 151.1878 | 1 | CS | 1 | Standard
11700 | 6945 | 1001331285 | KO40134 | -33.9449 | 151.1868 | 1 | CS | 1 | Standard
11701 | 6946 | 1001331254 | KO40135 | -33.945 | 151.1865 | 1 | CS | 1 | Standard
11702 | 6947 | 1001331263 | KO40136 | -33.945 | 151.1864 | 1 | CS | 1 | Standard
11703 | 6950 | 1001331270 | KO40137 | -33.9451 | 151.1859 | 1 | CS | 1 | Standard
11704 | 6951 | 1001331304 | KO40138 | -33.9452 | 151.1854 | 1 | CS | 1 | Standard
11705 | 6952 | 1001331339 | KO40139 | -33.9453 | 151.1849 | 1 | CS | 1 | Standard
11706 | 6931 | 1001331627 | KO40075 | -33.9441 | 151.1901 | 1 | CS | 1 | Standard
11707 | 6933 | 1001331675 | KO40077 | -33.9442 | 151.1901 | 1 | CS | 1 | Standard
11708 | 6932 | 1001331668 | KO40076 | -33.9442 | 151.1902 | 1 | CS | 1 | Standard
11709 | 6934 | 1001331633 | KO40078 | -33.9442 | 151.1897 | 1 | CS | 1 | Standard
11710 | 6935 | 1001331649 | KO40079 | -33.9443 | 151.1898 | 1 | CS | 1 | Standard
11711 | 6936 | 1001331653 | KO40080 | -33.9444 | 151.1891 | 1 | CS | 1 | Standard
11712 | 6938 | 1001331081 | KO40082 | -33.9445 | 151.1886 | 1 | CS | 1 | Standard
11713 | 6937 | 1001331071 | KO40081 | -33.9444 | 151.1894 | 1 | CS | 1 | Standard
11714 | 6940 | 1001331540 | KO40144 | -33.9447 | 151.188 | 1 | CS | 1 | Standard
11715 | 6942 | 1001331547 | KO40145 | -33.9448 | 151.188 | 1 | CS | 1 | Standard
11716 | 6939 | 1001331036 | KO40083 | -33.9446 | 151.1886 | 1 | CS | 2 | Standard
11717 | 6948 | 1001331552 | KO40146 | -33.945 | 151.1881 | 1 | CS | 1 | Standard
11718 | 123497403 | 1001223871 | KO40123 | -33.946 | 151.1708 | 1 | CS | 2 | Standard
11719 | 123497404 | 1001223876 | KO40124 | -33.9461 | 151.1703 | 1 | CS | 2 | Standard
11720 | 47241 | 1001319523 | MA20016 | -33.9389 | 151.2013 | 1 | CS | 2 | Standard
11721 | 360696 | 1001333873 | MA20022 | -33.9439 | 151.2236 | 1 | CS | 2 | Standard
11722 | 6953 | 1001319952 | MA20073 | -33.9523 | 151.2093 | 1 | CS | 1 | Standard
11723 | 6956 | 1001319518 | MA20076 | -33.9551 | 151.2052 | 1 | CS | 1 | Standard
11724 | 6954 | 1001319508 | MA20074 | -33.9546 | 151.2051 | 1 | CS | 2 | Standard
11725 | 6955 | 1001319513 | MA20075 | -33.9548 | 151.205 | 1 | CS | 1 | Standard
11726 | 6958 | 1001319967 | MA20086 | -33.9598 | 151.224 | 1 | CS | 3 | Standard
11727 | 6959 | 1001319927 | MA20087 | -33.9599 | 151.224 | 1 | CS | 2 | Standard
11728 | 6960 | 1001319932 | MA20088 | -33.96 | 151.2239 | 1 | CS | 2 | Standard
11729 | 6964 | 1001321007 | MA20092 | -33.9603 | 151.2239 | 1 | CS | 1 | Standard
11730 | 6962 | 1001319942 | MA20090 | -33.9602 | 151.224 | 1 | CS | 1 | Standard
11731 | 6961 | 1001319937 | MA20089 | -33.9602 | 151.224 | 1 | CS | 1 | Standard
11732 | 6965 | 1001321011 | MA20093 | -33.9603 | 151.224 | 1 | CS | 1 | Standard
11733 | 6963 | 1001319947 | MA20091 | -33.9603 | 151.224 | 1 | CS | 1 | Standard
11734 | 6966 | 1001321016 | MA20094 | -33.9604 | 151.2239 | 1 | CS | 1 | Standard
11735 | 6967 | 1001321021 | MA20095 | -33.9604 | 151.224 | 1 | CS | 1 | Standard
11736 | 6968 | 1001333881 | MA20082 | -33.9615 | 151.2192 | 1 | CS | 1 | Standard
11737 | 2262943 | 1001544766 | MA13184 | -33.9652 | 151.2185 | 1 | CS | 2 | Standard
11738 | 2262942 | 1001544767 | MA13185 | -33.9651 | 151.2185 | 1 | CS | 2 | Standard
11739 | 6972 | 1001321025 | MA20100 | -33.964 | 151.2236 | 1 | CS | 1 | Standard
11740 | 6973 | 1001331194 | MA20101 | -33.967 | 151.2228 | 1 | CS | 1 | Standard
11741 | 6927 | 1001333877 | MA20061 | -33.9388 | 151.2393 | 1 | CS | 1 | Standard
11742 | 6930 | 1001333886 | MA20063 | -33.9425 | 151.2382 | 1 | CS | 1 | Standard
11743 | 291993 | 1001333202 | MA20120 | -33.9448 | 151.2584 | 1 | CS | 2 | Standard
11744 | 21487 | 1001333194 | MA20109 | -33.9449 | 151.2587 | 1 | CS | 1 | Standard
11745 | 21488 | 1001333198 | MA20110 | -33.9452 | 151.2579 | 1 | CS | 1 | Standard
11746 | 21489 | 1001323718 | MA20111 | -33.9454 | 151.2576 | 1 | Not CS | 0 | Standard
11747 | 21490 | 1001896230 | MA20112 | -33.9459 | 151.2571 | 1 | CS | 2 | Standard
11748 | 154585 | 1001331118 | MA20115 | -33.9461 | 151.2561 | 1 | CS | 2 | Standard
11749 | 154584 | 1001331114 | MA20114 | -33.946 | 151.256 | 1 | CS | 2 | Standard
11750 | 154587 | 1001331123 | MA20117 | -33.9468 | 151.2562 | 1 | CS | 2 | Standard
11751 | 154588 | 1001331128 | MA20118 | -33.9471 | 151.2558 | 1 | CS | 2 | Standard
11752 | 21491 | 1001896231 | MA20113 | -33.9462 | 151.2565 | 1 | CS | 2 | Standard
11753 | 154586 | 1001327912 | MA20116 | -33.9463 | 151.2564 | 1 | CS | 2 | Standard
11754 | 154589 | 1001331133 | MA20119 | -33.9475 | 151.2553 | 1 | CS | 2 | Standard
11755 | 6970 | 1001331199 | MA20125 | -33.9623 | 151.2514 | 1 | CS | 1 | Standard
11756 | 6969 | 1001331204 | MA20124 | -33.9622 | 151.2514 | 1 | CS | 1 | Standard
11757 | 6971 | 1001319986 | MA20126 | -33.9629 | 151.2511 | 1 | CS | 1 | Standard
11758 | 1180851 | 1001319828 | MA20140 | -33.968 | 151.2298 | 1 | CS | 2 | Standard
11759 | 1180852 | 1001319833 | MA20141 | -33.9682 | 151.2298 | 1 | CS | 2 | Standard
11760 | 6979 | 1001331184 | MA20128 | -33.9834 | 151.2131 | 1 | CS | 1 | Standard
11761 | 6980 | 1001331189 | MA20129 | -33.9836 | 151.2132 | 1 | CS | 1 | Standard
11762 | 7871 | 1001325123 | KL01001 | -34.0148 | 151.2078 | 1 | CS | 1 | Standard
11763 | 7872 | 1001323990 | KL01002 | -34.0148 | 151.2078 | 1 | CS | 1 | Standard
11764 | 7648 | 1001333865 | RP30001 | -33.8768 | 151.0268 | 1 | CS | 1 | Standard
11765 | 7646 | 1001333861 | RP30000 | -33.8766 | 151.0258 | 1 | CS | 1 | Standard
11766 | 7654 | 1001323401 | RP30087 | -33.8781 | 151.0243 | 1 | CS | 1 | Standard
11767 | 7661 | 1001333869 | RP30088 | -33.8802 | 151.0203 | 1 | CS | 1 | Standard
11768 | 7653 | 1001329751 | RP30090 | -33.8781 | 151.0463 | 1 | CS | 1 | Standard
11769 | 7651 | 1001329746 | RP30089 | -33.8778 | 151.047 | 1 | CS | 1 | Standard
11770 | 7624 | 1001332610 | RP30073 | -33.8712 | 151.083 | 1 | CS | 1 | Standard
11771 | 7629 | 1001323386 | RP30082 | -33.8727 | 151.0836 | 1 | CS | 1 | Standard
11772 | 236232357 | 1001332595 | RP30071 | -33.8754 | 151.0665 | 1 | CS | 3 | Standard
11773 | 82239 | 1001323325 | RP30069 | -33.8757 | 151.0671 | 1 | CS | 1 | Standard
11774 | 236232358 | 1001332600 | RP30072 | -33.8764 | 151.0668 | 1 | CS | 3 | Standard
11775 | 2546347 | 1003145970 | RP21479 | -33.8774 | 151.0645 | 2 | CS | 1 | Comms
11776 | 2546346 | 1003145972 | RP21481 | -33.8784 | 151.0646 | 2 | CS | 1 | Comms
11777 | 7728 | 1001331170 | RP30127 | -33.8868 | 151.0692 | 1 | CS | 2 | Standard
11778 | 7731 | 1001331175 | RP30128 | -33.8878 | 151.0692 | 1 | CS | 1 | Standard
11779 | 7749 | 1001325393 | RP30139 | -33.8955 | 151.0769 | 1 | CS | 1 | Standard
11780 | 7753 | 1001325398 | RP30141 | -33.896 | 151.0765 | 1 | CS | 1 | Standard
11781 | 7750 | 1001325403 | RP30140 | -33.8958 | 151.077 | 1 | CS | 1 | Standard
11782 | 7738 | 1001329772 | RP30103 | -33.8896 | 151.0557 | 1 | CS | 1 | Standard
11783 | 7739 | 1001329777 | RP30104 | -33.8897 | 151.0556 | 1 | CS | 1 | Standard
11784 | 7743 | 1001329846 | RP30106 | -33.8906 | 151.0564 | 1 | CS | 1 | Standard
11785 | 7742 | 1001329782 | RP30105 | -33.8905 | 151.0566 | 1 | CS | 1 | Standard
11786 | 7745 | 1001329813 | RP30108 | -33.8935 | 151.0501 | 1 | CS | 1 | Standard
11787 | 7912 | 1001329836 | RP30096 | -33.894 | 151.0492 | 1 | CS | 1 | Standard
11788 | 7746 | 1001329818 | RP30112 | -33.8944 | 151.0509 | 1 | CS | 1 | Standard
11789 | 7744 | 1001329787 | RP30107 | -33.8907 | 151.0572 | 1 | CS | 2 | Standard
11790 | 7751 | 1001329756 | RP30114 | -33.8959 | 151.0508 | 1 | CS | 1 | Standard
11791 | 7752 | 1001329831 | RP30100 | -33.8959 | 151.0493 | 1 | CS | 1 | Standard
11792 | 7748 | 1001329827 | RP30113 | -33.8953 | 151.0516 | 1 | CS | 2 | Standard
11793 | 2288703 | 1001896138 | RP21397 | -33.89 | 151.0416 | 2 | CS | 2 | Comms
11794 | 7747 | 1001329822 | RP30099 | -33.8949 | 151.0485 | 1 | CS | 1 | Standard
11795 | 7757 | 1001321835 | RP30145 | -33.9044 | 151.0416 | 1 | CS | 1 | Standard
11796 | 7789 | 1001329803 | RP30162 | -33.9151 | 151.039 | 1 | CS | 1 | Standard
11797 | 7790 | 1001329807 | RP30163 | -33.9154 | 151.039 | 1 | CS | 1 | Standard
11798 | 7791 | 1001329793 | RP30164 | -33.9161 | 151.0376 | 1 | CS | 2 | Standard
11799 | 7792 | 1001329799 | RP30165 | -33.9161 | 151.038 | 1 | CS | 1 | Standard
11800 | 99059137 | 1001889730 | RP21364 | -33.9165 | 151.0376 | 1 | CS | 2 | Standard
11801 | 7793 | 1001329841 | RP30166 | -33.9161 | 151.037 | 1 | CS | 1 | Standard
11802 | 123497047 | 1001331761 | PE40042 | -33.9395 | 151.0925 | 1 | CS | 4 | Standard
11803 | 123497048 | 1001331765 | PE40043 | -33.9397 | 151.0926 | 1 | CS | 2 | Standard
11804 | 7799 | 1001331239 | PE40035 | -33.9351 | 151.0698 | 1 | CS | 1 | Standard
11805 | 7814 | 1001329851 | PE40020 | -33.9387 | 151.0387 | 1 | CS | 2 | Standard
11806 | 7788 | 1001329760 | RP30161 | -33.9147 | 151.0352 | 1 | CS | 1 | Standard
11807 | 7794 | 1001329766 | RP30172 | -33.9168 | 151.0344 | 1 | CS | 1 | Standard
11808 | 7798 | 1001329860 | PE40012 | -33.9294 | 151.0357 | 1 | CS | 1 | Standard
11809 | 7802 | 1001329856 | PE40006 | -33.936 | 151.0291 | 1 | CS | 1 | Standard
11810 | 7630 | 1001332592 | RP30083 | -33.873 | 151.0936 | 1 | CS | 1 | Standard
11811 | 407967 | 1001325881 | LE50046 | -33.8685 | 151.1297 | 1 | CS | 1 | Standard
11812 | 407960 | 1001325852 | LE50039 | -33.8686 | 151.1295 | 1 | CS | 1 | Standard
11813 | 407959 | 1001325086 | LE50038 | -33.869 | 151.1294 | 1 | CS | 1 | Standard
11814 | 407958 | 1001325876 | LE50037 | -33.8688 | 151.1297 | 1 | CS | 1 | Standard
11815 | 407957 | 1001325081 | LE50036 | -33.8689 | 151.1296 | 1 | CS | 1 | Standard
11816 | 407955 | 1001325076 | LE50035 | -33.8691 | 151.1296 | 1 | CS | 1 | Standard
11817 | 407953 | 1001327967 | LE50033 | -33.8693 | 151.1298 | 1 | CS | 1 | Standard
11818 | 407954 | 1001325061 | LE50034 | -33.8692 | 151.13 | 1 | CS | 1 | Standard
11819 | 407941 | 1001325071 | LE50021 | -33.8692 | 151.1294 | 1 | CS | 1 | Standard
11820 | 407936 | 1001325066 | LE50016 | -33.8694 | 151.1293 | 1 | CS | 1 | Standard
11821 | 407950 | 1001327962 | LE50030 | -33.8694 | 151.1295 | 1 | CS | 1 | Standard
11822 | 407951 | 1001332810 | LE50031 | -33.8695 | 151.1295 | 1 | CS | 1 | Standard
11823 | 407952 | 1001332803 | LE50032 | -33.8695 | 151.1295 | 1 | CS | 1 | Standard
11824 | 407942 | 1001332806 | LE50022 | -33.8696 | 151.1295 | 1 | CS | 1 | Standard
11825 | 407937 | 1001332795 | LE50017 | -33.8697 | 151.1295 | 1 | CS | 1 | Standard
11826 | 407940 | 1001332799 | LE50020 | -33.8698 | 151.1292 | 1 | CS | 1 | Standard
11827 | 407935 | 1001329704 | LE50015 | -33.8701 | 151.1292 | 1 | CS | 1 | Standard
11828 | 407938 | 1001329708 | LE50018 | -33.8701 | 151.1294 | 1 | CS | 1 | Standard
11829 | 407939 | 1001329713 | LE50019 | -33.8702 | 151.1293 | 1 | CS | 1 | Standard
11830 | 407934 | 1001329698 | LE50014 | -33.8703 | 151.1291 | 1 | CS | 1 | Standard
11831 | 407943 | 1001329693 | LE50023 | -33.8703 | 151.1293 | 1 | CS | 1 | Standard
11832 | 7631 | 1001332283 | LE50049 | -33.8734 | 151.1274 | 1 | CS | 1 | Standard
11833 | 7626 | 1001223923 | LE50108 | -33.8724 | 151.1326 | 1 | CS | 1 | Standard
11834 | 7627 | 1001331557 | LE50109 | -33.8724 | 151.1326 | 1 | CS | 1 | Standard
11835 | 7628 | 1001331561 | LE50110 | -33.8724 | 151.1324 | 1 | CS | 1 | Standard
11836 | 7635 | 1001331569 | LE50053 | -33.8738 | 151.1272 | 1 | CS | 1 | Standard
11837 | 7636 | 1001331577 | LE50054 | -33.8739 | 151.1274 | 1 | CS | 1 | Standard
11838 | 7637 | 1001332564 | LE50055 | -33.8743 | 151.1278 | 1 | CS | 2 | Standard
11839 | 7638 | 1001332572 | LE50056 | -33.8746 | 151.128 | 1 | CS | 2 | Standard
11840 | 7645 | 1001331605 | LE50062 | -33.8762 | 151.1294 | 1 | CS | 1 | Standard
11841 | 7641 | 1001331592 | LE50059 | -33.8756 | 151.1289 | 1 | CS | 2 | Standard
11842 | 7642 | 1001331597 | LE50060 | -33.8758 | 151.129 | 1 | CS | 2 | Standard
11843 | 7643 | 1001331601 | LE50061 | -33.876 | 151.1291 | 1 | CS | 1 | Standard
11844 | 7634 | 1001331826 | LE50052 | -33.8736 | 151.1267 | 1 | CS | 1 | Standard
11845 | 7632 | 1001332588 | LE50050 | -33.8735 | 151.1266 | 1 | CS | 1 | Standard
11846 | 7633 | 1001331566 | LE50051 | -33.8736 | 151.1269 | 1 | CS | 1 | Standard
11847 | 7647 | 1001331611 | LE50063 | -33.8766 | 151.1297 | 1 | CS | 1 | Standard
11848 | 7649 | 1001331616 | LE50421 | -33.8772 | 151.13 | 1 | CS | 1 | Standard
11849 | 7650 | 1001331621 | LE50422 | -33.8774 | 151.1301 | 1 | CS | 1 | Standard
11850 | 7652 | 1001331625 | LE50423 | -33.8776 | 151.1303 | 1 | CS | 1 | Standard
11851 | 7659 | 1001331645 | LE50451 | -33.8794 | 151.1314 | 1 | CS | 1 | Standard
11852 | 7660 | 1001331651 | LE50452 | -33.8799 | 151.1318 | 1 | CS | 1 | Standard
11853 | 7662 | 1001331655 | LE50453 | -33.8805 | 151.1322 | 1 | CS | 1 | Standard
11854 | 7656 | 1001331630 | LE50424 | -33.8781 | 151.1306 | 1 | CS | 1 | Standard
11855 | 7657 | 1001331635 | LE50425 | -33.8782 | 151.1307 | 1 | CS | 1 | Standard
11856 | 7658 | 1001331641 | LE50450 | -33.8788 | 151.1311 | 1 | CS | 1 | Standard
11857 | 7663 | 1001331660 | LE50454 | -33.8811 | 151.1326 | 1 | CS | 1 | Standard
11858 | 7666 | 1001331672 | LE50456 | -33.882 | 151.1331 | 1 | CS | 1 | Standard
11859 | 7665 | 1001331667 | LE50455 | -33.8817 | 151.133 | 1 | CS | 1 | Standard
11860 | 7667 | 1001331679 | LE50457 | -33.8822 | 151.1334 | 1 | CS | 1 | Standard
11861 | 7735 | 1001323148 | LE50443 | -33.8884 | 151.1241 | 1 | CS | 1 | Standard
11862 | 7736 | 1001323064 | LE50444 | -33.8886 | 151.1238 | 1 | CS | 1 | Standard
11863 | 7737 | 1001323069 | LE50445 | -33.8887 | 151.1239 | 1 | CS | 1 | Standard
11864 | 7729 | 1001329008 | LE50426 | -33.8874 | 151.1259 | 1 | CS | 1 | Standard
11865 | 7732 | 1001329013 | LE50427 | -33.8878 | 151.1256 | 1 | CS | 1 | Standard
11866 | 7655 | 1001332581 | LE50414 | -33.8781 | 151.1042 | 1 | CS | 1 | Standard
11867 | 7754 | 1001327425 | LE50433 | -33.896 | 151.1048 | 1 | CS | 1 | Standard
11868 | 5554 | 1001327598 | LE50565 | -33.8829 | 151.1651 | 1 | CS | 1 | Standard
11869 | 5566 | 1001327603 | LE50566 | -33.883 | 151.1643 | 1 | CS | 3 | Standard
11870 | 5548 | 1001327640 | LE50563 | -33.8827 | 151.1659 | 1 | CS | 1 | Standard
11871 | 7669 | 1001321260 | LE50550 | -33.8826 | 151.1667 | 1 | CS | 2 | Standard
11872 | 7664 | 1001331969 | LE50490 | -33.8814 | 151.1598 | 1 | CS | 1 | Standard
11873 | 7675 | 1001331945 | LE50507 | -33.8833 | 151.1612 | 1 | CS | 1 | Standard
11874 | 7678 | 1001331960 | LE50510 | -33.8834 | 151.1613 | 1 | CS | 4 | Standard
11875 | 7673 | 1001331940 | LE50506 | -33.8832 | 151.1628 | 1 | CS | 1 | Standard
11876 | 7676 | 1001331950 | LE50508 | -33.8833 | 151.162 | 1 | CS | 2 | Standard
11877 | 7672 | 1001327297 | LE50505 | -33.8832 | 151.1629 | 1 | CS | 3 | Standard
11878 | 7671 | 1001331935 | LE50504 | -33.883 | 151.1583 | 1 | CS | 1 | Standard
11879 | 7681 | 1001331984 | LE50513 | -33.8837 | 151.1581 | 1 | CS | 1 | Standard
11880 | 2159884 | 1001331979 | LE50512 | -33.8836 | 151.1589 | 1 | CS | 1 | Standard
11881 | 7682 | 1001331989 | LE50514 | -33.8837 | 151.1574 | 1 | CS | 2 | Standard
11882 | 7677 | 1001331955 | LE50509 | -33.8834 | 151.1605 | 1 | CS | 1 | Standard
11883 | 7679 | 1001331965 | LE50511 | -33.8835 | 151.1597 | 1 | CS | 1 | Standard
11884 | 236231885 | 1001331930 | LE50521 | -33.8859 | 151.1587 | 1 | CS | 2 | Standard
11885 | 5826 | 1001327231 | LE50503 | -33.8864 | 151.1586 | 1 | CS | 1 | Standard
11886 | 7734 | 1001331925 | LE50520 | -33.888 | 151.1612 | 1 | CS | 2 | Standard
11887 | 7733 | 1001327277 | LE50519 | -33.8879 | 151.1604 | 1 | CS | 1 | Standard
11888 | 6316 | 1001333304 | LE50797 | -33.8973 | 151.165 | 1 | CS | 2 | Standard
11889 | 6306 | 1001333300 | LE50795 | -33.8971 | 151.1645 | 1 | CS | 1 | Standard
11890 | 6313 | 1001329825 | LE50796 | -33.8972 | 151.1644 | 1 | CS | 1 | Standard
11891 | 6307 | 1001327551 | LE50537 | -33.8972 | 151.1576 | 1 | CS | 2 | Standard
11892 | 7708 | 1001331723 | LE50479 | -33.8843 | 151.1432 | 1 | CS | 1 | Standard
11893 | 7710 | 1001331732 | LE50480 | -33.8845 | 151.1425 | 1 | CS | 1 | Standard
11894 | 7711 | 1001331737 | LE50481 | -33.8845 | 151.1422 | 1 | CS | 1 | Standard
11895 | 7713 | 1001331747 | LE50482 | -33.8848 | 151.1422 | 1 | CS | 2 | Standard
11896 | 7714 | 1001331752 | LE50483 | -33.8849 | 151.1421 | 1 | CS | 2 | Standard
11897 | 7702 | 1001331704 | LE50473 | -33.8842 | 151.145 | 1 | CS | 1 | Standard
11898 | 7706 | 1001332078 | LE50477 | -33.8842 | 151.1456 | 1 | CS | 1 | Standard
11899 | 7703 | 1001331709 | LE50474 | -33.8842 | 151.144 | 1 | CS | 2 | Standard
11900 | 7705 | 1001331719 | LE50476 | -33.8842 | 151.1438 | 1 | CS | 1 | Standard
11901 | 7704 | 1001331713 | LE50475 | -33.8842 | 151.1446 | 1 | CS | 1 | Standard
11902 | 7721 | 1001331791 | LE50485 | -33.8856 | 151.1408 | 1 | CS | 1 | Standard
11903 | 7718 | 1001331776 | LE50484 | -33.8853 | 151.1415 | 1 | CS | 1 | Standard
11904 | 7725 | 1001331810 | LE50487 | -33.8863 | 151.1406 | 1 | CS | 1 | Standard
11905 | 7726 | 1001331816 | LE50488 | -33.8863 | 151.14 | 1 | CS | 2 | Standard
11906 | 7727 | 1001331821 | LE50489 | -33.8865 | 151.1403 | 1 | CS | 1 | Standard
11907 | 7723 | 1001331801 | LE50470 | -33.8858 | 151.1385 | 1 | CS | 1 | Standard
11908 | 7722 | 1001331796 | LE50469 | -33.8858 | 151.1383 | 1 | CS | 1 | Standard
11909 | 7724 | 1001331805 | LE50486 | -33.886 | 151.1393 | 1 | CS | 1 | Standard
11910 | 7715 | 1001331757 | LE50464 | -33.885 | 151.1365 | 1 | CS | 1 | Standard
11911 | 7716 | 1001331762 | LE50465 | -33.8851 | 151.1368 | 1 | CS | 1 | Standard
11912 | 7717 | 1001331767 | LE50466 | -33.8853 | 151.1371 | 1 | CS | 1 | Standard
11913 | 7719 | 1001331781 | LE50467 | -33.8855 | 151.1376 | 1 | CS | 1 | Standard
11914 | 7720 | 1001331786 | LE50468 | -33.8856 | 151.1378 | 1 | CS | 2 | Standard
11915 | 7644 | 1001332461 | LE50115 | -33.8761 | 151.1492 | 1 | CS | 1 | Standard
11916 | 7683 | 1001331994 | LE50515 | -33.8838 | 151.1566 | 1 | CS | 1 | Standard
11917 | 7685 | 1001332006 | LE50517 | -33.8838 | 151.1558 | 1 | CS | 1 | Standard
11918 | 7684 | 1001332001 | LE50516 | -33.8838 | 151.1562 | 1 | CS | 1 | Standard
11919 | 7690 | 1001332026 | LE50494 | -33.884 | 151.1534 | 1 | CS | 1 | Standard
11920 | 7692 | 1001332037 | LE50496 | -33.884 | 151.1518 | 1 | CS | 1 | Standard
11921 | 7691 | 1001332031 | LE50495 | -33.884 | 151.1526 | 1 | CS | 1 | Standard
11922 | 7687 | 1001332012 | LE50491 | -33.8839 | 151.155 | 1 | CS | 1 | Standard
11923 | 7688 | 1001332017 | LE50492 | -33.8839 | 151.1546 | 1 | CS | 1 | Standard
11924 | 7689 | 1001332022 | LE50493 | -33.8839 | 151.1542 | 1 | CS | 1 | Standard
11925 | 7700 | 1001332072 | LE50502 | -33.8841 | 151.1495 | 1 | CS | 1 | Standard
11926 | 7699 | 1001332067 | LE50501 | -33.8841 | 151.1503 | 1 | CS | 1 | Standard
11927 | 7697 | 1001332061 | LE50500 | -33.8841 | 151.1487 | 1 | CS | 1 | Standard
11928 | 7693 | 1001332042 | LE50497 | -33.8841 | 151.1511 | 1 | CS | 1 | Standard
11929 | 7698 | 1001327216 | LE50472 | -33.8841 | 151.1463 | 1 | CS | 1 | Standard
11930 | 7694 | 1001332047 | LE50471 | -33.8841 | 151.1463 | 1 | CS | 1 | Standard
11931 | 7707 | 1001332082 | LE50478 | -33.8842 | 151.146 | 1 | CS | 1 | Standard
11932 | 7696 | 1001332056 | LE50499 | -33.8841 | 151.1479 | 1 | CS | 1 | Standard
11933 | 7695 | 1001332051 | LE50498 | -33.8841 | 151.1471 | 1 | CS | 1 | Standard
11934 | 6116 | 1001327571 | LE50529 | -33.8922 | 151.155 | 1 | CS | 1 | Standard
11935 | 6117 | 1001327576 | LE50530 | -33.8922 | 151.155 | 1 | CS | 1 | Standard
11936 | 6185 | 1001333520 | LE50531 | -33.8936 | 151.1543 | 1 | CS | 1 | Standard
11937 | 6190 | 1001333527 | LE50533 | -33.8938 | 151.1542 | 1 | CS | 1 | Standard
11938 | 6187 | 1001333523 | LE50532 | -33.8937 | 151.1543 | 1 | CS | 1 | Standard
11939 | 6203 | 1001327587 | LE50534 | -33.8944 | 151.1544 | 1 | CS | 1 | Standard
11940 | 6206 | 1001327541 | LE50535 | -33.8945 | 151.1544 | 1 | CS | 1 | Standard
11941 | 6303 | 1001327546 | LE50536 | -33.897 | 151.1573 | 1 | CS | 2 | Standard
11942 | 7741 | 1001323059 | LE50523 | -33.8904 | 151.1386 | 1 | CS | 2 | Standard
11943 | 7740 | 1001327282 | LE50522 | -33.8904 | 151.1387 | 1 | CS | 1 | Standard
11944 | 6557 | 1001333383 | LE50892 | -33.9063 | 151.1465 | 1 | CS | 1 | Standard
11945 | 6517 | 1001329810 | LE50868 | -33.9045 | 151.1412 | 1 | CS | 1 | Standard
11946 | 6533 | 1001329763 | LE50869 | -33.905 | 151.1415 | 1 | CS | 1 | Standard
11947 | 6542 | 1001329195 | LE50888 | -33.9056 | 151.1418 | 1 | CS | 1 | Standard
11948 | 6545 | 1001329200 | LE50889 | -33.9057 | 151.1419 | 1 | CS | 1 | Standard
11949 | 6551 | 1001329265 | LE50891 | -33.9061 | 151.1423 | 1 | CS | 1 | Standard
11950 | 6338 | 1001327556 | LE50538 | -33.8979 | 151.1572 | 1 | CS | 1 | Standard
11951 | 6353 | 1001333238 | LE50539 | -33.8986 | 151.1568 | 1 | CS | 1 | Standard
11952 | 6364 | 1001327561 | LE50540 | -33.899 | 151.1565 | 1 | CS | 1 | Standard
11953 | 6397 | 1001333250 | LE50945 | -33.8998 | 151.1573 | 1 | CS | 1 | Standard
11954 | 6384 | 1001333242 | LE50541 | -33.8995 | 151.1562 | 1 | CS | 1 | Standard
11955 | 6393 | 1001333246 | LE50944 | -33.8997 | 151.1561 | 1 | CS | 1 | Standard
11956 | 6441 | 1001329087 | LE50923 | -33.9012 | 151.1533 | 1 | CS | 2 | Standard
11957 | 6438 | 1001329082 | LE50922 | -33.9012 | 151.153 | 1 | CS | 1 | Standard
11958 | 6457 | 1001333424 | LE50950 | -33.9019 | 151.1563 | 1 | CS | 1 | Standard
11959 | 6474 | 1001333428 | LE50951 | -33.9023 | 151.1559 | 1 | CS | 1 | Standard
11960 | 6477 | 1001333432 | LE50952 | -33.9024 | 151.1558 | 1 | CS | 1 | Standard
11961 | 6492 | 1001333436 | LE50953 | -33.9029 | 151.1554 | 1 | CS | 1 | Standard
11962 | 6489 | 1001333268 | LE50931 | -33.9027 | 151.1547 | 1 | CS | 2 | Standard
11963 | 6449 | 1001329092 | LE50925 | -33.9015 | 151.1535 | 1 | CS | 1 | Standard
11964 | 6463 | 1001223963 | LE50928 | -33.902 | 151.154 | 1 | CS | 1 | Standard
11965 | 6484 | 1001223968 | LE50930 | -33.9025 | 151.1545 | 1 | CS | 1 | Standard
11966 | 6404 | 1001333254 | LE50946 | -33.9 | 151.1578 | 1 | CS | 1 | Standard
11967 | 6414 | 1001333258 | LE50947 | -33.9002 | 151.1576 | 1 | CS | 1 | Standard
11968 | 6424 | 1001333262 | LE50948 | -33.9007 | 151.1572 | 1 | CS | 1 | Standard
11969 | 6443 | 1001333265 | LE50949 | -33.9012 | 151.1568 | 1 | CS | 1 | Standard
11970 | 6524 | 1001333452 | LE50956 | -33.9046 | 151.1565 | 1 | CS | 1 | Standard
11971 | 6536 | 1001333456 | LE50957 | -33.9052 | 151.157 | 1 | CS | 1 | Standard
11972 | 6543 | 1001333460 | LE50963 | -33.9057 | 151.1574 | 1 | CS | 1 | Standard
11973 | 6497 | 1001333272 | LE50932 | -33.9031 | 151.155 | 1 | CS | 1 | Standard
11974 | 6503 | 1001333440 | LE50934 | -33.9033 | 151.1552 | 1 | CS | 1 | Standard
11975 | 6512 | 1001333448 | LE50955 | -33.9041 | 151.156 | 1 | CS | 1 | Standard
11976 | 6505 | 1001333444 | LE50954 | -33.9036 | 151.1555 | 1 | CS | 1 | Standard
11977 | 6429 | 1001333320 | LE50914 | -33.901 | 151.1491 | 1 | CS | 1 | Standard
11978 | 6437 | 1001333328 | LE50921 | -33.9011 | 151.1491 | 1 | CS | 1 | Standard
11979 | 6446 | 1001333332 | LE50924 | -33.9013 | 151.1491 | 1 | CS | 1 | Standard
11980 | 6452 | 1001333336 | LE50926 | -33.9017 | 151.1491 | 1 | CS | 1 | Standard
11981 | 6455 | 1001333340 | LE50927 | -33.9018 | 151.1491 | 1 | CS | 1 | Standard
11982 | 6481 | 1001333344 | LE50929 | -33.9024 | 151.149 | 1 | CS | 1 | Standard
11983 | 6498 | 1001333348 | LE50933 | -33.9031 | 151.149 | 1 | CS | 1 | Standard
11984 | 6434 | 1001329116 | LE50918 | -33.9011 | 151.1506 | 1 | CS | 1 | Standard
11985 | 6435 | 1001329120 | LE50919 | -33.9011 | 151.1507 | 1 | CS | 1 | Standard
11986 | 6431 | 1001333324 | LE50915 | -33.901 | 151.1496 | 1 | CS | 1 | Standard
11987 | 6432 | 1001329107 | LE50916 | -33.901 | 151.1497 | 1 | CS | 1 | Standard
11988 | 6433 | 1001329111 | LE50917 | -33.901 | 151.1498 | 1 | CS | 1 | Standard
11989 | 6436 | 1001329077 | LE50920 | -33.9011 | 151.1514 | 1 | CS | 1 | Standard
11990 | 6507 | 1001333352 | LE50935 | -33.9038 | 151.1489 | 1 | CS | 1 | Standard
11991 | 6508 | 1001333356 | LE50936 | -33.9039 | 151.1488 | 1 | CS | 1 | Standard
11992 | 6515 | 1001333360 | LE50937 | -33.9043 | 151.1484 | 1 | CS | 1 | Standard
11993 | 6520 | 1001333368 | LE50940 | -33.9046 | 151.1482 | 1 | CS | 1 | Standard
11994 | 6530 | 1001333372 | LE50941 | -33.9048 | 151.148 | 1 | CS | 1 | Standard
11995 | 6539 | 1001333376 | LE50959 | -33.9053 | 151.1475 | 1 | CS | 1 | Standard
11996 | 6546 | 1001333379 | LE50890 | -33.9058 | 151.147 | 1 | CS | 1 | Standard
11997 | 6570 | 1001333387 | LE50894 | -33.9066 | 151.146 | 1 | CS | 1 | Standard
11998 | 6572 | 1001333394 | LE50895 | -33.9067 | 151.1458 | 1 | CS | 1 | Standard
11999 | 6629 | 1001321934 | LE50960 | -33.9084 | 151.1526 | 1 | CS | 1 | Standard
12000 | 6632 | 1001333530 | LE50961 | -33.9085 | 151.1526 | 1 | CS | 1 | Standard
12001 | 6554 | 1001333462 | LE50964 | -33.9062 | 151.1579 | 1 | CS | 1 | Standard
12002 | 6588 | 1001333469 | LE50966 | -33.9072 | 151.1589 | 1 | CS | 1 | Standard
12003 | 6621 | 1001333477 | LE50968 | -33.908 | 151.1597 | 1 | CS | 1 | Standard
12004 | 6625 | 1001333481 | LE50969 | -33.9082 | 151.1599 | 1 | CS | 1 | Standard
12005 | 6605 | 1001333473 | LE50967 | -33.9077 | 151.1594 | 1 | CS | 1 | Standard
12006 | 6571 | 1001333465 | LE50965 | -33.9067 | 151.1584 | 1 | CS | 1 | Standard
12007 | 6628 | 1001333485 | LE50970 | -33.9083 | 151.16 | 1 | CS | 1 | Standard
12008 | 6634 | 1001333489 | LE50971 | -33.9086 | 151.1604 | 1 | CS | 1 | Standard
12009 | 6767 | 1001333601 | LE51003 | -33.9154 | 151.159 | 1 | CS | 1 | Standard
12010 | 6776 | 1001333605 | LE51006 | -33.9167 | 151.1494 | 1 | CS | 1 | Standard
12011 | 6781 | 1001333608 | LE51007 | -33.9169 | 151.1491 | 1 | CS | 1 | Standard
12012 | 6782 | 1001333612 | LE51008 | -33.9171 | 151.1489 | 1 | CS | 1 | Standard
12013 | 6783 | 1001333616 | LE51009 | -33.9173 | 151.1488 | 1 | CS | 1 | Standard
12014 | 6787 | 1001333620 | LE51010 | -33.9176 | 151.1483 | 1 | CS | 1 | Standard
12015 | 6788 | 1001333624 | LE51011 | -33.9179 | 151.1476 | 1 | CS | 1 | Standard
12016 | 7760 | 1001329773 | LE50872 | -33.9098 | 151.1368 | 1 | CS | 1 | Standard
12017 | 7763 | 1001329783 | LE50874 | -33.9099 | 151.1366 | 1 | CS | 1 | Standard
12018 | 7759 | 1001329768 | LE50871 | -33.9097 | 151.137 | 1 | CS | 1 | Standard
12019 | 7762 | 1001329778 | LE50873 | -33.9099 | 151.1375 | 1 | CS | 1 | Standard
12020 | 7764 | 1001329210 | LE50875 | -33.9099 | 151.136 | 1 | CS | 1 | Standard
12021 | 7775 | 1001329185 | LE50885 | -33.9105 | 151.1389 | 1 | CS | 1 | Standard
12022 | 7765 | 1001329215 | LE50876 | -33.9099 | 151.1379 | 1 | CS | 1 | Standard
12023 | 7768 | 1001329224 | LE50879 | -33.9101 | 151.1382 | 1 | CS | 1 | Standard
12024 | 7774 | 1001329180 | LE50884 | -33.9103 | 151.1386 | 1 | CS | 1 | Standard
12025 | 7778 | 1001319240 | LE50987 | -33.911 | 151.1393 | 1 | CS | 1 | Standard
12026 | 7781 | 1001319245 | LE50990 | -33.9115 | 151.1398 | 1 | CS | 1 | Standard
12027 | 7771 | 1001323329 | LE50882 | -33.9101 | 151.1339 | 1 | CS | 1 | Standard
12028 | 7766 | 1001223973 | LE50877 | -33.91 | 151.1352 | 1 | CS | 1 | Standard
12029 | 7767 | 1001223978 | LE50878 | -33.91 | 151.1348 | 1 | CS | 1 | Standard
12030 | 7772 | 1001223992 | LE50883 | -33.9102 | 151.1339 | 1 | CS | 1 | Standard
12031 | 7769 | 1001223983 | LE50880 | -33.9101 | 151.1347 | 1 | CS | 1 | Standard
12032 | 7770 | 1001223988 | LE50881 | -33.9101 | 151.1345 | 1 | CS | 1 | Standard
12033 | 6569 | 1001329269 | LE50893 | -33.9066 | 151.1428 | 1 | CS | 1 | Standard
12034 | 6582 | 1001321900 | LE50896 | -33.9071 | 151.1433 | 1 | CS | 1 | Standard
12035 | 6586 | 1001333292 | LE50897 | -33.9072 | 151.1453 | 1 | CS | 1 | Standard
12036 | 6601 | 1001333296 | LE50900 | -33.9076 | 151.1447 | 1 | CS | 1 | Standard
12037 | 6587 | 1001321905 | LE50898 | -33.9072 | 151.1434 | 1 | CS | 1 | Standard
12038 | 6598 | 1001329234 | LE50899 | -33.9076 | 151.1438 | 1 | CS | 1 | Standard
12039 | 6612 | 1001323074 | LE50902 | -33.9079 | 151.1444 | 1 | CS | 1 | Standard
12040 | 6610 | 1001329244 | LE50901 | -33.9079 | 151.1441 | 1 | CS | 2 | Standard
12041 | 6624 | 1001323080 | LE50903 | -33.9081 | 151.1442 | 1 | CS | 1 | Standard
12042 | 6637 | 1001323084 | LE50904 | -33.9086 | 151.1437 | 1 | CS | 1 | Standard
12043 | 6651 | 1001323090 | LE50905 | -33.909 | 151.1434 | 1 | CS | 1 | Standard
12044 | 6660 | 1001323096 | LE50906 | -33.9091 | 151.1432 | 1 | CS | 1 | Standard
12045 | 7761 | 1001323106 | LE50908 | -33.9098 | 151.1425 | 1 | CS | 1 | Standard
12046 | 7758 | 1001323101 | LE50907 | -33.9097 | 151.1427 | 1 | CS | 1 | Standard
12047 | 7773 | 1001323111 | LE50909 | -33.9102 | 151.1422 | 1 | CS | 1 | Standard
12048 | 7776 | 1001323116 | LE50910 | -33.9107 | 151.1417 | 1 | CS | 1 | Standard
12049 | 7777 | 1001323121 | LE50911 | -33.9109 | 151.1415 | 1 | CS | 1 | Standard
12050 | 7779 | 1001323126 | LE50988 | -33.9113 | 151.1413 | 1 | CS | 1 | Standard
12051 | 7780 | 1001323131 | LE50989 | -33.9114 | 151.141 | 1 | CS | 1 | Standard
12052 | 7782 | 1001323134 | LE50991 | -33.9116 | 151.1407 | 1 | CS | 1 | Standard
12053 | 7785 | 1001323145 | LE50993 | -33.9121 | 151.1403 | 1 | CS | 1 | Standard
12054 | 7783 | 1001323139 | LE50992 | -33.9117 | 151.1399 | 1 | CS | 1 | Standard
12055 | 7787 | 1001323339 | LE50983 | -33.9142 | 151.1363 | 1 | CS | 1 | Standard
12056 | 7786 | 1001323334 | LE50982 | -33.9138 | 151.137 | 1 | CS | 1 | Standard
12057 | 6337 | 1001333312 | LE50800 | -33.8979 | 151.1665 | 1 | CS | 1 | Standard
12058 | 6328 | 1001333308 | LE50799 | -33.8976 | 151.1658 | 1 | CS | 1 | Standard
12059 | 6347 | 1001333316 | LE50802 | -33.8982 | 151.1672 | 1 | CS | 1 | Standard
12060 | 6500 | 1001333405 | LE51027 | -33.9031 | 151.1644 | 1 | CS | 1 | Standard
12061 | 6529 | 1001329294 | LE51032 | -33.9047 | 151.1636 | 1 | CS | 1 | Standard
12062 | 6526 | 1001329328 | LE51030 | -33.9047 | 151.1637 | 1 | CS | 1 | Standard
12063 | 6528 | 1001329334 | LE51031 | -33.9047 | 151.1637 | 1 | CS | 1 | Standard
12064 | 6674 | 1001333509 | LE50975 | -33.9097 | 151.1623 | 1 | CS | 1 | Standard
12065 | 6670 | 1001333501 | LE50974 | -33.9096 | 151.1621 | 1 | CS | 1 | Standard
12066 | 6675 | 1001333512 | LE50976 | -33.9098 | 151.1625 | 1 | CS | 1 | Standard
12067 | 6677 | 1001333505 | LE50977 | -33.9099 | 151.1628 | 1 | CS | 1 | Standard
12068 | 6679 | 1001333517 | LE50978 | -33.91 | 151.1629 | 1 | CS | 1 | Standard
12069 | 6681 | 1001329426 | LE50979 | -33.9101 | 151.163 | 1 | CS | 1 | Standard
12070 | 6683 | 1001329431 | LE50980 | -33.9102 | 151.1631 | 1 | CS | 1 | Standard
12071 | 6686 | 1001329380 | LE51060 | -33.9104 | 151.1634 | 1 | CS | 1 | Standard
12072 | 6692 | 1001334312 | LE51061 | -33.9108 | 151.1639 | 1 | CS | 1 | Standard
12073 | 6662 | 1001333497 | LE50973 | -33.9092 | 151.1615 | 1 | CS | 1 | Standard
12074 | 6654 | 1001333493 | LE50972 | -33.909 | 151.1611 | 1 | CS | 1 | Standard
12075 | 6594 | 1001333288 | LE51043 | -33.9074 | 151.168 | 1 | CS | 1 | Standard
12076 | 6608 | 1001321064 | LE51050 | -33.9078 | 151.1676 | 1 | CS | 1 | Standard
12077 | 6604 | 1001331632 | LE51048 | -33.9076 | 151.1677 | 1 | CS | 1 | Standard
12078 | 6602 | 1001331628 | LE51046 | -33.9076 | 151.1678 | 1 | CS | 1 | Standard
12079 | 6603 | 1001329338 | LE51047 | -33.9076 | 151.1678 | 1 | CS | 1 | Standard
12080 | 6735 | 1001333413 | LE51135 | -33.9137 | 151.1673 | 1 | CS | 1 | Standard
12081 | 6739 | 1001333420 | LE51137 | -33.914 | 151.1675 | 1 | CS | 1 | Standard
12082 | 6736 | 1001333416 | LE51136 | -33.9138 | 151.1672 | 1 | CS | 1 | Standard
12083 | 115956096 | 1003167751 | LE35528 | -33.9138 | 151.1671 | 2 | CS | 1 | Comms
12084 | 6764 | 1001223958 | LE51142 | -33.9154 | 151.1682 | 1 | CS | 1 | Standard
12085 | 6775 | 1001331843 | LE51143 | -33.9165 | 151.1667 | 1 | CS | 1 | Standard
12086 | 6758 | 1001333593 | LE51141 | -33.9152 | 151.1648 | 1 | CS | 1 | Standard
12087 | 6810 | 1001333534 | LE51012 | -33.9188 | 151.1633 | 1 | CS | 1 | Standard
12088 | 6826 | 1001333539 | LE51162 | -33.9193 | 151.1638 | 1 | CS | 1 | Standard
12089 | 6835 | 1001333543 | LE51163 | -33.9198 | 151.1643 | 1 | CS | 1 | Standard
12090 | 6845 | 1001333547 | LE51164 | -33.9203 | 151.1648 | 1 | CS | 1 | Standard
12091 | 6852 | 1001333551 | LE51165 | -33.9208 | 151.1653 | 1 | CS | 1 | Standard
12092 | 6861 | 1001319200 | LE51167 | -33.9213 | 151.1648 | 1 | CS | 1 | Standard
12093 | 6858 | 1001333564 | LE51166 | -33.9211 | 151.1654 | 1 | CS | 1 | Standard
12094 | 6869 | 1001333576 | LE51016 | -33.9218 | 151.1608 | 1 | CS | 1 | Standard
12095 | 6853 | 1001333555 | LE51013 | -33.9209 | 151.1603 | 1 | CS | 1 | Standard
12096 | 6857 | 1001333559 | LE51014 | -33.9211 | 151.16 | 1 | CS | 1 | Standard
12097 | 6863 | 1001333571 | LE51015 | -33.9213 | 151.1603 | 1 | CS | 1 | Standard
12098 | 6871 | 1001333580 | KO40022 | -33.9223 | 151.1613 | 1 | CS | 1 | Standard
12099 | 6875 | 1001333585 | KO40023 | -33.9226 | 151.1616 | 1 | CS | 1 | Standard
12100 | 6876 | 1001333589 | KO40024 | -33.9226 | 151.1616 | 1 | CS | 1 | Standard
12101 | 2533460 | 1001515309 | KO12183 | -33.9229 | 151.1644 | 1 | CS | 2 | Standard
12102 | 6797 | 1001329470 | LE50995 | -33.9183 | 151.147 | 1 | Not CS | 0 | Standard
12103 | 2451874 | 1001558022 | KO12246 | -33.9287 | 151.1546 | 1 | CS | 2 | Standard
12104 | 7806 | 1001325219 | KO40025 | -33.9373 | 151.1453 | 1 | CS | 1 | Standard
12105 | 7807 | 1001331570 | KO40026 | -33.9376 | 151.1457 | 1 | CS | 2 | Standard
12106 | 7808 | 1001325224 | KO40027 | -33.9377 | 151.1458 | 1 | CS | 1 | Standard
12107 | 7809 | 1001325230 | KO40028 | -33.938 | 151.1461 | 1 | CS | 1 | Standard
12108 | 7812 | 1001325235 | KO40029 | -33.9382 | 151.1461 | 1 | CS | 1 | Standard
12109 | 7795 | 1001323319 | LE50842 | -33.9186 | 151.1049 | 1 | CS | 1 | Standard
12110 | 7796 | 1001323343 | LE50843 | -33.9189 | 151.1049 | 1 | CS | 1 | Standard
12111 | 7797 | 1001323349 | LE50844 | -33.919 | 151.1047 | 1 | CS | 2 | Standard
12112 | 7784 | 1001323054 | LE50860 | -33.9121 | 151.1194 | 1 | CS | 2 | Standard
12113 | 184642 | 1001331520 | KO40003 | -33.9302 | 151.1094 | 1 | CS | 1 | Standard
12114 | 184643 | 1001331526 | KO40004 | -33.9323 | 151.1098 | 1 | CS | 1 | Standard
12115 | 123497062 | 1001323823 | KO40013 | -33.9379 | 151.1006 | 1 | Not CS | 0 | Standard
12116 | 7823 | 1001329242 | KO40094 | -33.9525 | 151.137 | 1 | CS | 1 | Standard
12117 | 7824 | 1001329247 | KO40095 | -33.9527 | 151.1375 | 1 | CS | 1 | Standard
12118 | 7827 | 1001325315 | KO40098 | -33.9529 | 151.1373 | 1 | CS | 1 | Standard
12119 | 7826 | 1001325310 | KO40097 | -33.9529 | 151.137 | 1 | CS | 2 | Standard
12120 | 7825 | 1001329252 | KO40096 | -33.9528 | 151.1367 | 1 | CS | 1 | Standard
12121 | 7828 | 1001325320 | KO40102 | -33.9566 | 151.1387 | 1 | CS | 1 | Standard
12122 | 7839 | 1001325255 | KO40104 | -33.9668 | 151.133 | 1 | CS | 1 | Standard
12123 | 7837 | 1001325250 | KO40103 | -33.9663 | 151.1315 | 1 | CS | 1 | Standard
12124 | 1335437 | 1001331191 | KO40171 | -33.9672 | 151.1267 | 9 | CS | 1 | Vault
12125 | 7842 | 1001325275 | KO40163 | -33.9676 | 151.1271 | 1 | CS | 2 | Standard
12126 | 7843 | 1001381129 | KO40164 | -33.9679 | 151.1273 | 1 | CS | 1 | Standard
12127 | 113535287 | 1003162648 | KO13163 | -33.9696 | 151.1167 | 1 | CS | 1 | Preformed
12128 | 1382669 | 1001329267 | KO40173 | -33.9696 | 151.1154 | 1 | CS | 2 | Standard
12129 | 113535292 | 1003162654 | KO13164 | -33.9727 | 151.118 | 1 | CS | 1 | Preformed
12130 | 117413593 | 1003186615 | KO14655 | -33.9691 | 151.1222 | 2 | CS | 1 | Comms
12131 | 7832 | 1001325285 | PE40124 | -33.966 | 151.0883 | 1 | CS | 1 | Standard
12132 | 7830 | 1001329257 | PE40122 | -33.9659 | 151.0889 | 1 | CS | 1 | Standard
12133 | 7831 | 1001329262 | PE40123 | -33.9659 | 151.0888 | 1 | CS | 1 | Standard
12134 | 7829 | 1001325280 | KO40087 | -33.9658 | 151.1058 | 1 | CS | 1 | Standard
12135 | 7834 | 1001329277 | KO40089 | -33.9661 | 151.1037 | 1 | CS | 1 | Standard
12136 | 7838 | 1001329292 | KO40092 | -33.9668 | 151.1028 | 1 | CS | 1 | Standard
12137 | 7835 | 1001329282 | KO40090 | -33.9662 | 151.1033 | 1 | CS | 1 | Standard
12138 | 7836 | 1001329287 | KO40091 | -33.9663 | 151.1035 | 1 | CS | 1 | Standard
12139 | 7840 | 1001331349 | KO40153 | -33.9673 | 151.1035 | 1 | CS | 1 | Standard
12140 | 7841 | 1001331354 | KO40154 | -33.9674 | 151.1035 | 1 | CS | 1 | Standard
12141 | 123497252 | 1001331121 | KO40093 | -33.966 | 151.1011 | 1 | CS | 2 | Standard
12142 | 7845 | 1001325245 | KO40156 | -33.9683 | 151.1035 | 1 | CS | 1 | Standard
12143 | 7844 | 1001325240 | KO40155 | -33.9681 | 151.1033 | 1 | CS | 1 | Standard
12144 | 7821 | 1001331726 | KO40031 | -33.9445 | 151.1413 | 1 | CS | 2 | Standard
12145 | 7822 | 1001325305 | KO40032 | -33.9447 | 151.1415 | 1 | CS | 2 | Standard
12146 | 123497402 | 1001223866 | KO40122 | -33.9464 | 151.1685 | 1 | CS | 2 | Standard
12147 | 123497401 | 1001223861 | KO40121 | -33.9465 | 151.1697 | 1 | CS | 2 | Standard
12148 | 123497400 | 1001223856 | KO40120 | -33.9464 | 151.1695 | 1 | CS | 2 | Standard
12149 | 742866 | 1001332924 | PE40059 | -33.951 | 151.0152 | 1 | CS | 1 | Preformed
12150 | 742865 | 1001332917 | PE40058 | -33.9509 | 151.0148 | 1 | CS | 1 | Preformed
12151 | 742863 | 1001333339 | PE40056 | -33.951 | 151.0147 | 1 | CS | 1 | Preformed
12152 | 742862 | 1001332913 | PE40055 | -33.951 | 151.0148 | 1 | CS | 1 | Preformed
12153 | 742864 | 1001333343 | PE40057 | -33.951 | 151.0144 | 1 | CS | 2 | Preformed
12154 | 742867 | 1001332928 | PE40060 | -33.9511 | 151.0151 | 1 | CS | 2 | Preformed
12155 | 742868 | 1001332921 | PE40061 | -33.9512 | 151.0152 | 1 | CS | 1 | Preformed
12156 | 742869 | 1001332930 | PE40062 | -33.9514 | 151.0155 | 1 | CS | 1 | Preformed
12157 | 742870 | 1001332890 | PE40063 | -33.9516 | 151.0155 | 1 | CS | 1 | Preformed
12158 | 742873 | 1001332934 | PE40066 | -33.9515 | 151.0157 | 1 | CS | 1 | Preformed
12159 | 742874 | 1001332893 | PE40067 | -33.9515 | 151.0157 | 1 | CS | 3 | Preformed
12160 | 742875 | 1001332897 | PE40068 | -33.9516 | 151.0157 | 1 | CS | 2 | Preformed
12161 | 742876 | 1001332901 | PE40069 | -33.9517 | 151.0157 | 1 | CS | 2 | Preformed
12162 | 742872 | 1001332874 | PE40065 | -33.952 | 151.0157 | 1 | CS | 4 | Preformed
12163 | 742878 | 1001332909 | PE40071 | -33.9518 | 151.0163 | 1 | CS | 4 | Preformed
12164 | 742877 | 1001332905 | PE40070 | -33.9517 | 151.0161 | 1 | CS | 3 | Preformed
12165 | 742879 | 1001319856 | PE40072 | -33.9518 | 151.0165 | 1 | CS | 1 | Preformed
12166 | 742871 | 1001332870 | PE40064 | -33.952 | 151.0154 | 1 | CS | 1 | Preformed
12167 | 123497067 | 1001332341 | PE40039 | -33.9428 | 151.0767 | 1 | CS | 1 | Standard
12168 | 123497066 | 1001332336 | PE40038 | -33.9429 | 151.0767 | 1 | CS | 1 | Standard
12169 | 123497065 | 1001332331 | PE40037 | -33.943 | 151.0767 | 1 | Not CS | 0 | Standard
12170 | 123497064 | 1001332326 | PE40036 | -33.943 | 151.0767 | 1 | Not CS | 0 | Standard
12171 | 7846 | 1001325290 | PE40144 | -33.9702 | 151.0813 | 1 | CS | 1 | Standard
12172 | 7847 | 1001325295 | PE40145 | -33.9704 | 151.0812 | 1 | CS | 1 | Standard
12173 | 7848 | 1001325300 | PE40146 | -33.9706 | 151.0811 | 1 | CS | 1 | Standard
12174 | 7854 | 1001325629 | SU20004 | -33.9943 | 151.0435 | 1 | CS | 1 | Standard
12175 | 7856 | 1001325669 | SU20006 | -33.9948 | 151.0427 | 1 | CS | 1 | Standard
12176 | 7855 | 1001325704 | SU20005 | -33.9948 | 151.0427 | 1 | CS | 1 | Standard
12177 | 7857 | 1001325684 | SU20007 | -33.9952 | 151.0426 | 1 | CS | 1 | Standard
12178 | 7858 | 1001321393 | SU20008 | -33.9952 | 151.0421 | 1 | CS | 1 | Standard
12179 | 7859 | 1001321349 | SU20009 | -33.9952 | 151.0424 | 1 | CS | 1 | Standard
12180 | 7866 | 1001329206 | SU20016 | -33.9979 | 151.0498 | 1 | CS | 1 | Standard
12181 | 7865 | 1001321452 | SU20015 | -33.9977 | 151.0493 | 1 | CS | 1 | Standard
12182 | 7861 | 1001329201 | SU20011 | -33.9957 | 151.0425 | 1 | CS | 1 | Standard
12183 | 7860 | 1001329197 | SU20010 | -33.9956 | 151.0423 | 1 | CS | 1 | Standard
12184 | 7862 | 1001321400 | SU20012 | -33.9966 | 151.0462 | 1 | CS | 1 | Standard
12185 | 7863 | 1001321436 | SU20013 | -33.9967 | 151.0464 | 1 | CS | 1 | Standard
12186 | 7864 | 1001321445 | SU20014 | -33.9968 | 151.0466 | 1 | CS | 1 | Standard
12187 | 123497061 | 1001329186 | SU20022 | -34.0204 | 151.0439 | 1 | CS | 2 | Standard
12188 | 7849 | 1001329237 | PE40139 | -33.9829 | 151.0278 | 1 | CS | 1 | Standard
12189 | 7850 | 1001329211 | PE40140 | -33.9887 | 151.0224 | 1 | CS | 1 | Standard
12190 | 7851 | 1001329216 | PE40141 | -33.9891 | 151.0221 | 1 | CS | 1 | Standard
12191 | 7852 | 1001329272 | PE40142 | -33.9892 | 151.0376 | 1 | CS | 1 | Standard
12192 | 7867 | 1001325785 | SU20000 | -33.9981 | 151.0271 | 1 | CS | 1 | Standard
12193 | 7868 | 1001329167 | SU20002 | -34.0024 | 151.0274 | 1 | CS | 1 | Standard
12194 | 7870 | 1001329156 | SU20003 | -34.0117 | 151.0261 | 1 | CS | 1 | Standard
12195 | 7873 | 1001329151 | SU20017 | -34.0165 | 151.0311 | 1 | CS | 1 | Standard
12196 | 1468548 | 1001329190 | SU20036 | -34.0192 | 151.0337 | 1 | CS | 2 | Standard
12197 | 21485 | 1001321457 | SU20035 | -34.0145 | 151.0204 | 1 | CS | 2 | Standard
12198 | 108101812 | 1001921322 | SU16330 | -34.0178 | 151.0224 | 2 | CS | 1 | Comms
12199 | 108101711 | 1001921321 | SU16329 | -34.0176 | 151.0196 | 2 | CS | 1 | Comms
12200 | 108102894 | 1001921323 | SU16331 | -34.0182 | 151.0251 | 2 | CS | 1 | Comms
12201 | 108104254 | 1001921324 | SU16332 | -34.0186 | 151.0276 | 2 | CS | 1 | Comms
12202 | 30060 | 1001329176 | SU20018 | -34.0226 | 151.0251 | 1 | CS | 2 | Standard
12203 | 7869 | 1001325797 | SU20001 | -34.0058 | 151.012 | 1 | Not CS | 0 | Standard
12204 | 7879 | 1001223851 | SU20023 | -34.0281 | 151.037 | 1 | CS | 1 | Standard
12205 | 7888 | 1001321420 | SU20021 | -34.0346 | 151.0317 | 1 | CS | 1 | Standard
12206 | 7893 | 1001329221 | SU20032 | -34.0384 | 151.0277 | 1 | CS | 1 | Standard
12207 | 7882 | 1001321265 | SU20026 | -34.0307 | 151.0351 | 1 | CS | 1 | Standard
12208 | 7883 | 1001321329 | SU20027 | -34.0308 | 151.035 | 1 | CS | 1 | Standard
12209 | 7885 | 1001329226 | SU20028 | -34.0318 | 151.0345 | 1 | CS | 1 | Standard
12210 | 7886 | 1001329232 | SU20029 | -34.032 | 151.034 | 1 | CS | 1 | Standard
12211 | 7894 | 1001329172 | SU20031 | -34.0427 | 151.0075 | 1 | CS | 1 | Standard
12212 | 7877 | 1001321246 | SU20024 | -34.0253 | 151.0493 | 1 | CS | 1 | Standard
12213 | 7878 | 1001321256 | SU20025 | -34.0256 | 151.0488 | 1 | CS | 1 | Standard
12214 | 7880 | 1001321344 | SU20030 | -34.0288 | 151.0929 | 1 | CS | 1 | Standard
12215 | 7895 | 1001329146 | SU20034 | -34.0519 | 151.0748 | 1 | CS | 1 | Standard
12216 | 2168471 | 1001918361 | EN13232 | -34.0721 | 151.0114 | 1 | CS | 2 | Standard
12217 | 7881 | 1001325184 | CR20000 | -34.0289 | 151.122 | 1 | CS | 1 | Standard
12218 | 7887 | 1001325189 | CR20001 | -34.0333 | 151.1236 | 1 | CS | 1 | Standard
12219 | 7889 | 1001325199 | CR20004 | -34.0349 | 151.101 | 1 | CS | 1 | Standard
12220 | 7890 | 1001325204 | CR20005 | -34.0354 | 151.1009 | 1 | CS | 1 | Standard
12221 | 7891 | 1001325194 | SU20033 | -34.0355 | 151.0984 | 1 | CS | 1 | Standard
12222 | 7892 | 1001325674 | CR20006 | -34.0377 | 151.1043 | 1 | CS | 1 | Standard
12223 | 123497074 | 1001325214 | CR20003 | -34.0299 | 151.1642 | 1 | CS | 2 | Standard
12224 | 123497073 | 1001325209 | CR20002 | -34.0298 | 151.1637 | 1 | CS | 2 | Standard
12225 | 1438491 | 1001333607 | IR83001 | -32.7686 | 151.629 | 1 | CS | 1 | Preformed
12226 | 295288789 | 1001381695 | KU43007 | -32.9283 | 151.7738 | 1 | CS | 3 | Standard
12227 | 118125961 | 1001381694 | JT95000 | -32.8912 | 151.742 | 15 | CS | 2 | Joint Bay
12228 | 119187376 | 1003208468 | JT80734 | -32.8916 | 151.7215 | 2 | CS | 1 | Comms
12229 | 103146209 | 1001829984 | JT80690 | -32.8954 | 151.715 | 1 | CS | 1 | Sheath Pit
12230 | 92674947 | 1001829985 | JT80692 | -32.8964 | 151.715 | 1 | CS | 1 | Sheath Pit
12231 | 105595583 | 1001829986 | JT80693 | -32.8981 | 151.7133 | 1 | CS | 2 | Sheath Pit
12232 | 93415507 | 1001829987 | JT80696 | -32.8993 | 151.7116 | 1 | CS | 1 | Sheath Pit
12233 | 2782513 | 1001829993 | JU20659 | -32.9168 | 151.7305 | 1 | CS | 2 | Sheath Pit
12234 | 79267294 | 1001829992 | JU20595 | -32.916 | 151.7272 | 1 | CS | 1 | Sheath Pit
12235 | 102745570 | 1001829991 | JU20582 | -32.9143 | 151.7233 | 1 | CS | 1 | Sheath Pit
12236 | 94461418 | 1001829988 | JT80697 | -32.9084 | 151.7132 | 1 | CS | 2 | Sheath Pit
12237 | 80252006 | 1001830016 | JU20770 | -32.9208 | 151.7348 | 1 | CS | 1 | Sheath Pit
12238 | 2855513 | 1001707374 | JU31139 | -32.9261 | 151.7436 | 1 | CS | 1 | Sheath Pit
12239 | 2855515 | 1001707373 | JU31138 | -32.9262 | 151.7436 | 1 | CS | 1 | Sheath Pit
12240 | 103149655 | 1001830017 | JU20818 | -32.9232 | 151.7363 | 1 | CS | 1 | Sheath Pit
12241 | 2335955 | 1001706719 | JU31143 | -32.9164 | 151.7515 | 1 | CS | 2 | Sheath Pit
12242 | 2335956 | 1001706718 | JU31142 | -32.9165 | 151.7514 | 1 | CS | 1 | Sheath Pit
12243 | 2335954 | 1001707376 | JU31141 | -32.9187 | 151.7501 | 1 | CS | 1 | Sheath Pit
12244 | 2335953 | 1001707375 | JU31140 | -32.9187 | 151.75 | 1 | CS | 1 | Sheath Pit
12245 | 118127498 | 1001323042 | JU32814 | -32.9192 | 151.7491 | 1 | CS | 1 | Standard
12246 | 102871291 | 1001830018 | JU50232 | -32.9278 | 151.7367 | 1 | CS | 1 | Sheath Pit
12247 | 102862264 | 1001830019 | JU50233 | -32.9321 | 151.7359 | 1 | CS | 1 | Sheath Pit
12248 | 2855512 | 1001707372 | JU31137 | -32.9274 | 151.7433 | 1 | CS | 2 | Sheath Pit
12249 | 2855516 | 1001707371 | JU31136 | -32.9275 | 151.7433 | 1 | CS | 1 | Sheath Pit
12250 | 236232108 | 1001381709 | JU69001 | -32.9336 | 151.7447 | 15 | CS | 2 | Joint Bay
12251 | 2224308 | 1001830015 | JU20769 | -32.9207 | 151.7326 | 1 | CS | 2 | Sheath Pit
12252 | 236232646 | 1001332919 | JU56906 | -32.9391 | 151.7253 | 1 | CS | 1 | Standard
12253 | 2572109 | 1003272150 | JV10374 | -32.9892 | 151.6912 | 2 | CS | 1 | Comms
12254 | 1021972 | 1001333595 | HV64000 | -33.005 | 151.5591 | 1 | CS | 2 | Standard
12255 | 118524150 | 1003200655 | WY11356 | -33.2675 | 151.4373 | 2 | CS | 1 | Comms
12256 | 1481430 | 1001325151 | WY10007 | -33.3086 | 151.4323 | 1 | CS | 1 | Standard
12257 | 1481431 | 1001325166 | WY10008 | -33.3086 | 151.4323 | 1 | CS | 1 | Standard
12258 | 2215706 | 1003211844 | OU02771 | -33.35 | 151.3745 | 2 | CS | 1 | Comms
12259 | 93928235 | 1003211846 | OU02772 | -33.3502 | 151.3718 | 2 | CS | 1 | Comms
12260 | 93928232 | 1003211847 | OU02773 | -33.3503 | 151.3718 | 2 | CS | 1 | Comms
12261 | 93928229 | 1003211848 | OU02774 | -33.3504 | 151.3717 | 2 | CS | 1 | Comms
12262 | 2215710 | 1003211845 | OU02770 | -33.3504 | 151.374 | 2 | CS | 1 | Comms
12263 | 1593074 | 1003211889 | WL05650 | -33.4105 | 151.4503 | 2 | CS | 1 | Comms
12264 | 1494318 | 1003211891 | WL05651 | -33.4134 | 151.4496 | 2 | CS | 1 | Comms
12265 | 1678954 | 1001829865 | WL05272 | -33.4161 | 151.4498 | 1 | CS | 1 | Sheath Pit
12266 | 1494315 | 1003211892 | WL05652 | -33.4162 | 151.4496 | 2 | CS | 1 | Comms
12267 | 1584490 | 1001321618 | WL20042 | -33.4189 | 151.446 | 1 | CS | 2 | Standard
12268 | 2134118 | 1001829864 | WL05271 | -33.4208 | 151.4459 | 1 | CS | 1 | Sheath Pit
12269 | 1584488 | 1001321500 | WL20047 | -33.4205 | 151.443 | 1 | CS | 2 | Standard
12270 | 1541546 | 1001321640 | WL20046 | -33.4254 | 151.4363 | 1 | Not CS | 0 | Standard
12271 | 1923713 | 1001829858 | WL04958 | -33.4264 | 151.436 | 1 | Not CS | 0 | Sheath Pit
12272 | 1855021 | 1001829863 | WL04985 | -33.4238 | 151.4423 | 1 | Not CS | 0 | Sheath Pit
12273 | 1678955 | 1003211901 | WL05653 | -33.4246 | 151.4426 | 2 | Not CS | 0 | Comms
12274 | 1678956 | 1001321649 | WL20043 | -33.4264 | 151.4433 | 15 | CS | 2 | Joint Bay
12275 | 2099766 | 1001829859 | WL04959 | -33.4261 | 151.4416 | 1 | CS | 1 | Sheath Pit
12276 | 1515793 | 1001321623 | WL20045 | -33.4276 | 151.4339 | 1 | CS | 2 | Standard
12277 | 1923714 | 1003211903 | WL05654 | -33.4291 | 151.4316 | 2 | CS | 1 | Comms
12278 | 73619239 | 1001830172 | WW10188 | -33.4997 | 151.3614 | 1 | CS | 1 | Sheath Pit
12279 | 76779429 | 1001830162 | WW10185 | -33.5017 | 151.3562 | 1 | CS | 1 | Sheath Pit
12280 | 74566967 | 1001830163 | WW10186 | -33.5054 | 151.3643 | 1 | CS | 1 | Sheath Pit
12281 | 2898468 | 1001830174 | WW10190 | -33.4955 | 151.3285 | 1 | CS | 1 | Sheath Pit
12282 | 75510463 | 1001830176 | WW10195 | -33.504 | 151.3367 | 1 | CS | 1 | Sheath Pit
12283 | 2898472 | 1001830175 | WW10191 | -33.5019 | 151.3314 | 1 | CS | 1 | Sheath Pit
12284 | 82319997 | 1001830173 | WW10189 | -33.5051 | 151.3492 | 1 | CS | 1 | Sheath Pit
12285 | 76653354 | 1001830177 | WW10196 | -33.5079 | 151.3431 | 1 | CS | 1 | Sheath Pit
12286 | 1176556 | 1001331545 | BE04000 | -33.6314 | 151.1459 | 1 | CS | 2 | Standard
12287 | 1932303 | 1003211390 | DU10129 | -33.6557 | 151.0318 | 2 | CS | 1 | Comms
12288 | 1932302 | 1003211389 | DU10128 | -33.6558 | 151.0318 | 2 | CS | 1 | Comms
12289 | 2065418 | 1001510225 | PE20376 | -33.9437 | 151.0076 | 1 | CS | 1 | Sheath Pit
12290 | 2048246 | 1001561395 | PE20612 | -33.9592 | 151.009 | 1 | CS | 1 | Sheath Pit
12291 | 2048248 | 1001638429 | PE20709 | -33.9627 | 151.0072 | 1 | CS | 4 | Sheath Pit
12292 | 82675 | 1001331126 | PE40094 | -33.9666 | 151.0086 | 1 | CS | 1 | Standard
12293 | 2069708 | 1001561388 | PE20500 | -33.9707 | 151.0088 | 1 | CS | 3 | Sheath Pit
12294 | 2048250 | 1001631400 | PE20667 | -33.9711 | 151.0077 | 1 | CS | 4 | Sheath Pit
12295 | 2048251 | 1001631401 | PE20668 | -33.9736 | 151.01 | 1 | CS | 2 | Sheath Pit
12296 | 81646 | 1001321940 | EP38019 | -33.732 | 151.0815 | 1 | CS | 1 | Standard
12297 | 81698 | 1001321987 | EP38029 | -33.7481 | 151.0497 | 1 | CS | 1 | Standard
12298 | 81699 | 1001321992 | EP38030 | -33.7484 | 151.0496 | 1 | CS | 1 | Standard
12299 | 81701 | 1001321997 | EP38031 | -33.7488 | 151.0495 | 1 | CS | 1 | Standard
12300 | 81706 | 1001321956 | EP38033 | -33.7523 | 151.0482 | 1 | CS | 1 | Standard
12301 | 2563522 | 1003272501 | PY02456 | -33.7295 | 151.1616 | 2 | CS | 1 | Comms
12302 | 2520588 | 1003272500 | PY02455 | -33.7295 | 151.1615 | 2 | CS | 1 | Comms
12303 | 2481953 | 1003272504 | PY02457 | -33.7294 | 151.1616 | 2 | CS | 1 | Comms
12304 | 2490540 | 1003272499 | PY02454 | -33.7332 | 151.1602 | 2 | CS | 1 | Comms
12305 | 2490539 | 1003272498 | PY02453 | -33.7333 | 151.1601 | 2 | CS | 1 | Comms
12306 | 2481956 | 1003272494 | PY02449 | -33.7387 | 151.1572 | 2 | CS | 1 | Comms
12307 | 2481958 | 1003272495 | PY02450 | -33.7387 | 151.1574 | 2 | CS | 1 | Comms
12308 | 2481955 | 1003272497 | PY02452 | -33.7389 | 151.1588 | 2 | CS | 1 | Comms
12309 | 2481954 | 1003272496 | PY02451 | -33.7389 | 151.1586 | 2 | CS | 1 | Comms
12310 | 2511992 | 1003272493 | PY02448 | -33.7404 | 151.1559 | 2 | CS | 1 | Comms
12311 | 2511993 | 1003272492 | PY02447 | -33.7407 | 151.1558 | 2 | CS | 1 | Comms
12312 | 2511996 | 1003272490 | PY02445 | -33.742 | 151.156 | 2 | CS | 1 | Comms
12313 | 2511994 | 1003272491 | PY02446 | -33.742 | 151.1556 | 2 | CS | 1 | Comms
12314 | 631224 | 1001332297 | PY50034 | -33.7452 | 151.1546 | 1 | CS | 2 | Standard
12315 | 81649 | 1001381084 | PY50010 | -33.7328 | 151.1312 | 1 | CS | 1 | Standard
12316 | 81648 | 1001381083 | PY50009 | -33.7327 | 151.131 | 1 | Not CS | 0 | Standard
12317 | 631225 | 1001332302 | PY50035 | -33.7458 | 151.1492 | 1 | CS | 2 | Standard
12318 | 631222 | 1001381080 | PY50019 | -33.7474 | 151.1465 | 9 | CS | 1 | Vault
12319 | 2267244 | 1002433459 | PY02063 | -33.7578 | 151.1568 | 2 | CS | 1 | Comms
12320 | 2267245 | 1002433458 | PY02061 | -33.7579 | 151.1568 | 2 | CS | 1 | Comms
12321 | 2267249 | 1002433461 | PY02068 | -33.758 | 151.1564 | 2 | CS | 1 | Comms
12322 | 2267246 | 1002433460 | PY02064 | -33.758 | 151.1564 | 2 | CS | 1 | Comms
12323 | 2447582 | 1002433462 | PY02072 | -33.7642 | 151.1612 | 2 | CS | 1 | Comms
12324 | 2383180 | 1002433463 | PY02073 | -33.7694 | 151.165 | 2 | CS | 1 | Comms
12325 | 2383182 | 1002433464 | PY02074 | -33.7701 | 151.1657 | 2 | CS | 1 | Comms
12326 | 2383181 | 1002433465 | PY02075 | -33.7703 | 151.1657 | 2 | CS | 1 | Comms
12327 | 2383188 | 1001705409 | PY00769 | -33.7703 | 151.166 | 1 | CS | 1 | Sheath Pit
12328 | 2383187 | 1001705410 | PY00771 | -33.7703 | 151.166 | 1 | CS | 1 | Sheath Pit
12329 | 2383184 | 1001705413 | PY00776 | -33.7703 | 151.1659 | 1 | CS | 2 | Standard
12330 | 2383185 | 1001705412 | PY00773 | -33.7703 | 151.1659 | 1 | CS | 1 | Sheath Pit
12331 | 2383186 | 1001705411 | PY00772 | -33.7703 | 151.1659 | 1 | CS | 1 | Sheath Pit
12332 | 2056861 | 1003137532 | PY02090 | -33.778 | 151.1809 | 2 | CS | 1 | Comms
12333 | 2056849 | 1003137522 | PY02085 | -33.7827 | 151.1806 | 2 | CS | 2 | Comms
12334 | 2056850 | 1001518186 | PY00582 | -33.7827 | 151.1806 | 1 | CS | 1 | Sheath Pit
12335 | 2056848 | 1003137523 | PY02086 | -33.7827 | 151.1806 | 2 | CS | 1 | Comms
12336 | 2056846 | 1001519214 | PY00576 | -33.7827 | 151.1807 | 1 | CS | 1 | Sheath Pit
12337 | 90919911 | 1001871367 | GL02677 | -33.7869 | 151.139 | 1 | CS | 1 | Sheath Pit
12338 | 90919929 | 1001871099 | GL02674 | -33.787 | 151.139 | 1 | CS | 1 | Sheath Pit
12339 | 2490535 | 1001636618 | GL02323 | -33.8121 | 151.1162 | 1 | CS | 1 | Sheath Pit
12340 | 2490534 | 1001636617 | GL02322 | -33.8122 | 151.1162 | 1 | CS | 1 | Sheath Pit
12341 | 2490536 | 1001636615 | GL02320 | -33.8123 | 151.1132 | 1 | CS | 1 | Sheath Pit
12342 | 2490537 | 1001636616 | GL02321 | -33.8123 | 151.1132 | 1 | CS | 1 | Sheath Pit
12343 | 1717610 | 1001709638 | GL02467 | -33.8124 | 151.1133 | 1 | CS | 1 | Sheath Pit
12344 | 1717611 | 1001709637 | GL02466 | -33.8124 | 151.1133 | 1 | CS | 1 | Sheath Pit
12345 | 2245763 | 1003200541 | GL02969 | -33.8122 | 151.1137 | 2 | CS | 1 | Comms
12346 | 1717604 | 1001793832 | GL02583 | -33.8125 | 151.1142 | 1 | CS | 1 | Sheath Pit
12347 | 1717603 | 1001791948 | GL02576 | -33.8125 | 151.1142 | 1 | CS | 1 | Sheath Pit
12348 | 2481951 | 1001636614 | GL02319 | -33.8145 | 151.1109 | 1 | CS | 1 | Sheath Pit
12349 | 2481950 | 1001636613 | GL02318 | -33.8145 | 151.1109 | 1 | CS | 1 | Sheath Pit
12350 | 2490526 | 1001636622 | GL02327 | -33.8147 | 151.1214 | 1 | CS | 1 | Sheath Pit
12351 | 2490527 | 1001636621 | GL02326 | -33.8146 | 151.1213 | 1 | CS | 1 | Sheath Pit
12352 | 2490531 | 1001636619 | GL02324 | -33.8123 | 151.119 | 1 | CS | 1 | Sheath Pit
12353 | 2490533 | 1001791380 | GL02549 | -33.8123 | 151.1189 | 1 | CS | 2 | Standard
12354 | 2490530 | 1001636620 | GL02325 | -33.8124 | 151.1191 | 1 | CS | 1 | Sheath Pit
12355 | 2490528 | 1001791379 | GL02548 | -33.8124 | 151.1191 | 1 | CS | 2 | Standard
12356 | 2718102 | 1001793833 | GL02584 | -33.8153 | 151.1222 | 1 | CS | 1 | Sheath Pit
12357 | 2718103 | 1001793564 | GL02577 | -33.8153 | 151.1221 | 1 | CS | 1 | Sheath Pit
12358 | 2490524 | 1001636623 | GL02328 | -33.8169 | 151.1244 | 1 | CS | 1 | Sheath Pit
12359 | 2490525 | 1001636624 | GL02329 | -33.817 | 151.1244 | 1 | CS | 1 | Sheath Pit
12360 | 71706073 | 1001793834 | GL02585 | -33.8176 | 151.1317 | 1 | CS | 1 | Sheath Pit
12361 | 71706092 | 1001793565 | GL02578 | -33.8176 | 151.1317 | 1 | CS | 1 | Sheath Pit
12362 | 2490520 | 1001639027 | GL02333 | -33.8184 | 151.131 | 1 | CS | 1 | Sheath Pit
12363 | 2490521 | 1001639026 | GL02332 | -33.8185 | 151.131 | 1 | CS | 1 | Sheath Pit
12364 | 2490522 | 1001636626 | GL02331 | -33.8189 | 151.1277 | 1 | CS | 1 | Sheath Pit
12365 | 2490523 | 1001636625 | GL02330 | -33.8189 | 151.1276 | 1 | CS | 1 | Sheath Pit
12366 | 2481943 | 1001636612 | GL02317 | -33.8169 | 151.1084 | 1 | CS | 1 | Sheath Pit
12367 | 2481947 | 1001636611 | GL02316 | -33.817 | 151.1083 | 1 | CS | 1 | Sheath Pit
12368 | 2481941 | 1001636609 | GL02314 | -33.8198 | 151.1054 | 1 | CS | 1 | Sheath Pit
12369 | 2481942 | 1001636610 | GL02315 | -33.8197 | 151.1054 | 1 | CS | 1 | Sheath Pit
12370 | 2439008 | 1001639375 | GL02340 | -33.8202 | 151.1051 | 1 | CS | 1 | Sheath Pit
12371 | 2439009 | 1001639374 | GL02339 | -33.8202 | 151.1051 | 1 | CS | 1 | Sheath Pit
12372 | 2215726 | 1001638427 | PA10361 | -33.8147 | 151.0951 | 1 | CS | 1 | Sheath Pit
12373 | 2408934 | 1001636590 | PA10350 | -33.8149 | 151.0956 | 1 | CS | 1 | Sheath Pit
12374 | 2408935 | 1001791377 | PA10425 | -33.8149 | 151.0955 | 1 | CS | 1 | Standard
12375 | 2408936 | 1001791376 | PA10424 | -33.8149 | 151.0955 | 1 | CS | 1 | Standard
12376 | 2408937 | 1001636589 | PA10349 | -33.8149 | 151.0955 | 1 | CS | 1 | Sheath Pit
12377 | 2215725 | 1001638428 | PA10362 | -33.8148 | 151.095 | 1 | CS | 1 | Sheath Pit
12378 | 2215727 | 1001639726 | PA10364 | -33.8172 | 151.0926 | 1 | CS | 1 | Sheath Pit
12379 | 2215728 | 1001639725 | PA10363 | -33.8172 | 151.0926 | 1 | CS | 1 | Sheath Pit
12380 | 2439001 | 1001793195 | PA10429 | -33.819 | 151.0961 | 1 | CS | 1 | Sheath Pit
12381 | 2439003 | 1001638257 | PA10357 | -33.8191 | 151.0962 | 1 | CS | 1 | Sheath Pit
12382 | 2408939 | 1001636605 | GL02310 | -33.8164 | 151.099 | 1 | CS | 1 | Sheath Pit
12383 | 2408940 | 1001636606 | GL02311 | -33.8165 | 151.0991 | 1 | CS | 1 | Sheath Pit
12384 | 2481939 | 1001636607 | GL02312 | -33.8188 | 151.1026 | 1 | CS | 1 | Sheath Pit
12385 | 2481940 | 1001636608 | GL02313 | -33.8188 | 151.1026 | 1 | CS | 1 | Sheath Pit
12386 | 2215731 | 1001636293 | PA10344 | -33.8203 | 151.0909 | 1 | CS | 1 | Sheath Pit
12387 | 2215732 | 1001636292 | PA10343 | -33.8204 | 151.0908 | 1 | CS | 1 | Sheath Pit
12388 | 81913 | 1001381441 | PA10011 | -33.8199 | 151.0868 | 1 | CS | 1 | Standard
12389 | 2215736 | 1001636290 | PA10341 | -33.8198 | 151.0868 | 1 | CS | 1 | Sheath Pit
12390 | 2215739 | 1001636291 | PA10342 | -33.8199 | 151.0868 | 1 | CS | 1 | Sheath Pit
12391 | 2438997 | 1001636594 | PA10354 | -33.82 | 151.0869 | 1 | CS | 1 | Sheath Pit
12392 | 2520583 | 1001636591 | PA10351 | -33.8199 | 151.0868 | 1 | CS | 1 | Sheath Pit
12393 | 2438993 | 1001636593 | PA10353 | -33.8199 | 151.0868 | 1 | CS | 1 | Sheath Pit
12394 | 2438999 | 1001636592 | PA10352 | -33.82 | 151.0869 | 1 | CS | 1 | Sheath Pit
12395 | 2215741 | 1001636295 | PA10345 | -33.8242 | 151.08 | 1 | CS | 1 | Sheath Pit
12396 | 2215742 | 1001636296 | PA10346 | -33.8241 | 151.0801 | 1 | CS | 1 | Sheath Pit
12397 | 2520579 | 1001634917 | PA10348 | -33.8222 | 151.0836 | 1 | CS | 1 | Sheath Pit
12398 | 2215745 | 1001634916 | PA10347 | -33.8222 | 151.0836 | 1 | CS | 1 | Sheath Pit
12399 | 2370292 | 1001637102 | PA10356 | -33.8222 | 151.0837 | 1 | CS | 1 | Sheath Pit
12400 | 2370293 | 1001637101 | PA10355 | -33.8222 | 151.0837 | 1 | CS | 1 | Sheath Pit
12401 | 115712698 | 1003173398 | PA10743 | -33.8252 | 151.0779 | 1 | CS | 1 | Preformed Pulling Pit
12402 | 115712763 | 1003173400 | PA10745 | -33.8255 | 151.0785 | 1 | CS | 1 | Preformed Pulling Pit
12403 | 115718005 | 1003173402 | PA10747 | -33.8258 | 151.079 | 1 | CS | 1 | Preformed Pulling Pit
12404 | 91974259 | 1001870944 | GL02672 | -33.7885 | 151.1335 | 1 | CS | 1 | Sheath Pit
12405 | 91974262 | 1001870945 | GL02673 | -33.7885 | 151.1335 | 1 | CS | 1 | Sheath Pit
12406 | 2211413 | 1001556002 | GL01388 | -33.8119 | 151.1564 | 1 | CS | 1 | Sheath Pit
12407 | 2211414 | 1001559240 | GL01418 | -33.8119 | 151.1564 | 1 | CS | 1 | Sheath Pit
12408 | 81812 | 1001323562 | GL10099 | -33.8049 | 151.1807 | 1 | CS | 2 | Standard
12409 | 81813 | 1001321624 | GL10100 | -33.8052 | 151.1809 | 1 | CS | 1 | Standard
12410 | 81811 | 1001331915 | GL10098 | -33.8049 | 151.1805 | 1 | CS | 1 | Standard
12411 | 81819 | 1001323567 | GL10101 | -33.8058 | 151.1813 | 1 | CS | 1 | Standard
12412 | 81828 | 1001323572 | GL10102 | -33.8077 | 151.1817 | 1 | CS | 1 | Standard
12413 | 81831 | 1001323543 | GL10105 | -33.8089 | 151.1815 | 1 | CS | 1 | Standard
12414 | 2211419 | 1001556004 | GL01390 | -33.8153 | 151.1731 | 1 | CS | 1 | Sheath Pit
12415 | 2211420 | 1001559242 | GL01420 | -33.8153 | 151.1731 | 1 | CS | 1 | Sheath Pit
12416 | 2211421 | 1001561443 | GL01425 | -33.8185 | 151.1787 | 1 | CS | 1 | Sheath Pit
12417 | 2220011 | 1001561451 | GL01487 | -33.8227 | 151.171 | 1 | CS | 1 | Sheath Pit
12418 | 2220012 | 1001561477 | GL01921 | -33.8227 | 151.1709 | 1 | CS | 1 | Sheath Pit
12419 | 2220005 | 1001561454 | GL01492 | -33.8142 | 151.1559 | 1 | CS | 1 | Sheath Pit
12420 | 2220004 | 1001561447 | GL01455 | -33.8142 | 151.156 | 1 | CS | 2 | Sheath Pit
12421 | 2361718 | 1001561448 | GL01456 | -33.8166 | 151.1593 | 1 | CS | 1 | Sheath Pit
12422 | 2220008 | 1001561455 | GL01499 | -33.8166 | 151.1593 | 1 | CS | 1 | Sheath Pit
12423 | 2211415 | 1001559241 | GL01419 | -33.8137 | 151.1652 | 1 | CS | 1 | Sheath Pit
12424 | 2211416 | 1001556003 | GL01389 | -33.8137 | 151.1652 | 1 | CS | 2 | Sheath Pit
12425 | 2220009 | 1001561456 | GL01906 | -33.8183 | 151.1627 | 1 | CS | 1 | Sheath Pit
12426 | 2220010 | 1001561449 | GL01457 | -33.8184 | 151.1627 | 1 | CS | 1 | Sheath Pit
12427 | 2220021 | 1001791486 | GL02555 | -33.8202 | 151.1671 | 1 | CS | 1 | Sheath Pit
12428 | 2220022 | 1001561476 | GL01920 | -33.8202 | 151.167 | 1 | CS | 1 | Sheath Pit
12429 | 2220001 | 1001561453 | GL01489 | -33.8123 | 151.1525 | 1 | CS | 1 | Sheath Pit
12430 | 2220000 | 1001561446 | GL01454 | -33.8124 | 151.1525 | 1 | CS | 1 | Sheath Pit
12431 | 2219999 | 1001561445 | GL01426 | -33.8109 | 151.1489 | 1 | CS | 1 | Sheath Pit
12432 | 2219998 | 1001561452 | GL01488 | -33.8109 | 151.1488 | 1 | CS | 1 | Sheath Pit
12433 | 2481936 | 1001791383 | GL02552 | -33.8175 | 151.1345 | 1 | CS | 2 | Standard
12434 | 2481933 | 1001639028 | GL02334 | -33.8176 | 151.1344 | 1 | CS | 1 | Sheath Pit
12435 | 2481934 | 1001791384 | GL02553 | -33.8177 | 151.1343 | 1 | CS | 2 | Standard
12436 | 2481937 | 1001639029 | GL02335 | -33.8175 | 151.1344 | 1 | CS | 1 | Sheath Pit
12437 | 2408941 | 1001639031 | GL02337 | -33.8146 | 151.1369 | 1 | CS | 1 | Sheath Pit
12438 | 2408942 | 1001639030 | GL02336 | -33.8146 | 151.1369 | 1 | CS | 1 | Sheath Pit
12439 | 2220028 | 1001631352 | GL02279 | -33.8253 | 151.1746 | 1 | CS | 1 | Sheath Pit
12440 | 2220027 | 1001636460 | GL02304 | -33.8253 | 151.1746 | 1 | CS | 1 | Sheath Pit
12441 | 2220034 | 1001631354 | GL02280 | -33.8251 | 151.1795 | 1 | CS | 1 | Sheath Pit
12442 | 2220035 | 1001636461 | GL02305 | -33.8252 | 151.1796 | 1 | CS | 1 | Sheath Pit
12443 | 2868401 | 1001792205 | LE19687 | -33.8639 | 151.1662 | 1 | CS | 1 | Sheath Pit
12444 | 104680943 | 1003205345 | LE35864 | -33.8633 | 151.161 | 2 | CS | 1 | Comms
12445 | 2293004 | 1001625905 | LE01894 | -33.8643 | 151.1589 | 1 | CS | 1 | Sheath Pit
12446 | 105532025 | 1003206733 | LE35883 | -33.8671 | 151.1581 | 1 | CS | 1 | Sheath Pit
12447 | 105398787 | 1003205353 | LE35866 | -33.8666 | 151.1579 | 2 | CS | 1 | Comms
12448 | 2293002 | 1001626126 | LE01895 | -33.8664 | 151.1536 | 1 | CS | 1 | Sheath Pit
12449 | 2293000 | 1001791182 | LE19684 | -33.8626 | 151.1451 | 1 | CS | 1 | Sheath Pit
12450 | 2292999 | 1001791181 | LE19683 | -33.8626 | 151.145 | 1 | CS | 2 | Sheath Pit
12451 | 2293007 | 1001622882 | LE01889 | -33.8567 | 151.1311 | 1 | CS | 1 | Sheath Pit
12452 | 2293008 | 1001625968 | LE01904 | -33.8567 | 151.1312 | 1 | CS | 1 | Sheath Pit
12453 | 2292997 | 1001625868 | LE01890 | -33.8574 | 151.1383 | 1 | CS | 1 | Sheath Pit
12454 | 2292998 | 1001625869 | LE01891 | -33.859 | 151.1425 | 1 | CS | 1 | Sheath Pit
12455 | 2370296 | 1001625962 | LE01898 | -33.858 | 151.1282 | 1 | CS | 1 | Sheath Pit
12456 | 2370294 | 1001625655 | LE01887 | -33.8581 | 151.1282 | 1 | CS | 1 | Sheath Pit
12457 | 2370297 | 1001625964 | LE01900 | -33.8617 | 151.128 | 1 | CS | 1 | Sheath Pit
12458 | 2370298 | 1001625654 | LE01886 | -33.8618 | 151.128 | 1 | CS | 2 | Sheath Pit
12459 | 2370299 | 1001625965 | LE01901 | -33.8645 | 151.1256 | 1 | CS | 1 | Sheath Pit
12460 | 2370301 | 1001625653 | LE01885 | -33.8645 | 151.1255 | 1 | CS | 1 | Sheath Pit
12461 | 2370302 | 1001625963 | LE01899 | -33.8654 | 151.1211 | 1 | CS | 1 | Sheath Pit
12462 | 2370303 | 1001625652 | LE01884 | -33.8655 | 151.1211 | 1 | CS | 1 | Sheath Pit
12463 | 108784692 | 1003185676 | LE35599 | -33.866 | 151.1142 | 2 | CS | 1 | Comms
12464 | 2370307 | 1001625917 | LE01897 | -33.8637 | 151.1063 | 1 | CS | 1 | Sheath Pit
12465 | 2370308 | 1001622848 | LE01880 | -33.8636 | 151.1062 | 1 | CS | 1 | Sheath Pit
12466 | 108266275 | 1003185674 | LE35598 | -33.8629 | 151.109 | 2 | CS | 1 | Comms
12467 | 113663054 | 1003206718 | LE35876 | -33.8637 | 151.1113 | 1 | CS | 1 | Sheath Pit
12469 | 2370306 | 1001622881 | LE01881 | -33.8659 | 151.1111 | 1 | CS | 1 | Sheath Pit
12470 | 2370320 | 1001625626 | RP18249 | -33.8561 | 151.0858 | 1 | CS | 1 | Sheath Pit
12471 | 2370319 | 1001625969 | RP18314 | -33.8562 | 151.0858 | 1 | CS | 1 | Sheath Pit
12472 | 2211484 | 1001627931 | RP18326 | -33.8556 | 151.0805 | 1 | CS | 1 | Sheath Pit
12473 | 2211476 | 1001638440 | RP18356 | -33.8563 | 151.0809 | 1 | CS | 1 | Sheath Pit
12474 | 113173983 | 1003207305 | RP21616 | -33.8569 | 151.0817 | 1 | CS | 1 | Sheath Pit
12475 | 117259673 | 1003185450 | RP21544 | -33.8583 | 151.081 | 2 | CS | 1 | Comms
12476 | 114110915 | 1003184913 | RP21543 | -33.8568 | 151.0807 | 2 | CS | 1 | Comms
12477 | 117190115 | 1003184912 | RP21542 | -33.8573 | 151.0802 | 2 | CS | 1 | Comms
12478 | 2383175 | 1001636288 | RP18348 | -33.8576 | 151.0791 | 1 | CS | 1 | Sheath Pit
12479 | 2383176 | 1001630437 | RP18328 | -33.8575 | 151.0792 | 1 | CS | 1 | Sheath Pit
12480 | 2370315 | 1001625972 | RP18317 | -33.8584 | 151.0963 | 1 | CS | 1 | Sheath Pit
12481 | 2370316 | 1001625629 | RP18252 | -33.8583 | 151.0962 | 1 | CS | 1 | Sheath Pit
12482 | 110990089 | 1003185671 | RP21549 | -33.8591 | 151.0938 | 2 | CS | 1 | Comms
12483 | 110717715 | 1003206722 | RP21610 | -33.8588 | 151.0946 | 1 | CS | 1 | Sheath Pit
12484 | 110674343 | 1003185672 | LE35596 | -33.8585 | 151.0992 | 2 | CS | 1 | Comms
12485 | 111424432 | 1003206731 | LE35882 | -33.8589 | 151.0993 | 1 | CS | 1 | Sheath Pit
12486 | 2370312 | 1001625630 | RP18253 | -33.862 | 151.098 | 1 | CS | 1 | Sheath Pit
12487 | 2370311 | 1001625973 | RP18318 | -33.862 | 151.0981 | 1 | CS | 1 | Sheath Pit
12488 | 107900845 | 1003206713 | LE35875 | -33.8609 | 151.1045 | 1 | CS | 1 | Sheath Pit
12489 | 107430683 | 1003185673 | LE35597 | -33.8611 | 151.1021 | 2 | CS | 1 | Comms
12490 | 2370309 | 1001625916 | LE01896 | -33.8609 | 151.1033 | 1 | CS | 1 | Sheath Pit
12491 | 2370310 | 1001622847 | LE01879 | -33.8609 | 151.1031 | 1 | CS | 1 | Sheath Pit
12492 | 2507704 | 1001636560 | RP18354 | -33.8679 | 151.097 | 1 | CS | 1 | Sheath Pit
12493 | 2507703 | 1001636561 | RP18355 | -33.868 | 151.097 | 1 | CS | 1 | Sheath Pit
12494 | 114178160 | 1003185486 | RP21546 | -33.8583 | 151.0838 | 2 | CS | 1 | Comms
12495 | 113358706 | 1003185670 | RP21548 | -33.8599 | 151.0869 | 2 | CS | 1 | Comms
12496 | 113067179 | 1003206708 | RP21609 | -33.8599 | 151.0868 | 1 | CS | 1 | Sheath Pit
12497 | 117265112 | 1003185466 | RP21545 | -33.8589 | 151.0832 | 2 | CS | 1 | Comms
12498 | 295414319 | 1003233937 | RP21668 | -33.8608 | 151.0849 | 2 | CS | 1 | Comms
12499 | 295414320 | 1003233938 | RP21669 | -33.8608 | 151.0848 | 2 | CS | 1 | Comms
12500 | 2370318 | 1001625970 | RP18315 | -33.8599 | 151.0876 | 1 | CS | 1 | Sheath Pit
12501 | 2370317 | 1001625627 | RP18250 | -33.8599 | 151.0875 | 1 | CS | 1 | Sheath Pit
12504 | 2962878 | 1001791343 | PA10423 | -33.8328 | 151.0731 | 1 | CS | 1 | Sheath Pit
12505 | 2962877 | 1001791342 | PA10422 | -33.8339 | 151.0747 | 1 | CS | 1 | Sheath Pit
12506 | 2962876 | 1001791341 | PA10421 | -33.834 | 151.0748 | 1 | CS | 1 | Sheath Pit
12507 | 2962875 | 1001791340 | PA10420 | -33.834 | 151.0748 | 1 | CS | 1 | Sheath Pit
12508 | 2962874 | 1001791339 | PA10419 | -33.8401 | 151.0764 | 1 | CS | 1 | Sheath Pit
12509 | 2962873 | 1001791338 | PA10418 | -33.8402 | 151.0764 | 1 | CS | 1 | Sheath Pit
12510 | 2962872 | 1001791337 | PA10417 | -33.8403 | 151.0764 | 1 | CS | 1 | Sheath Pit
12511 | 2962871 | 1001791336 | PA10416 | -33.8453 | 151.0756 | 1 | CS | 1 | Sheath Pit
12512 | 2962870 | 1001791335 | PA10415 | -33.8454 | 151.0756 | 1 | CS | 1 | Sheath Pit
12513 | 2962869 | 1001791334 | PA10414 | -33.8454 | 151.0756 | 1 | CS | 1 | Sheath Pit
12514 | 111079118 | 1003205927 | RP21605 | -33.8557 | 151.0746 | 2 | CS | 1 | Comms
12515 | 111210487 | 1003205926 | RP21604 | -33.8557 | 151.0742 | 2 | CS | 1 | Comms
12516 | 114164886 | 1003185488 | RP21547 | -33.8569 | 151.0737 | 2 | CS | 1 | Comms
12517 | 2962868 | 1001791333 | PA10413 | -33.8487 | 151.0751 | 1 | CS | 1 | Sheath Pit
12518 | 2962867 | 1001791332 | PA10412 | -33.8488 | 151.075 | 1 | CS | 1 | Sheath Pit
12519 | 2962866 | 1001791331 | PA10411 | -33.8488 | 151.075 | 1 | CS | 1 | Sheath Pit
12520 | 90775917 | 1003253420 | PA90146 | -33.8528 | 151.0761 | 1 | CS | 1 | Sheath Pit
12521 | 90775942 | 1003253421 | PA90147 | -33.8527 | 151.0761 | 1 | CS | 1 | Sheath Pit
12522 | 88164712 | 1003205919 | PA10771 | -33.8541 | 151.0771 | 2 | CS | 1 | Comms
12523 | 88163943 | 1003205918 | PA10770 | -33.8539 | 151.077 | 2 | CS | 1 | Comms
12524 | 2211482 | 1001630438 | RP18329 | -33.8547 | 151.0765 | 1 | CS | 1 | Sheath Pit
12525 | 72726782 | 1003253419 | RP10839 | -33.8548 | 151.0764 | 1 | CS | 1 | Sheath Pit
12526 | 72726785 | 1003253418 | RP10838 | -33.8548 | 151.0764 | 1 | CS | 1 | Sheath Pit
12527 | 2211468 | 1001627930 | RP18325 | -33.8551 | 151.0786 | 1 | CS | 1 | Sheath Pit
12528 | 2211487 | 1001630440 | RP18333 | -33.8557 | 151.0753 | 1 | CS | 1 | Sheath Pit
12529 | 2383172 | 1001630436 | RP18327 | -33.8571 | 151.0764 | 1 | CS | 1 | Sheath Pit
12530 | 2383170 | 1001636289 | RP18349 | -33.8572 | 151.0765 | 1 | Not CS | 0 | Sheath Pit
12531 | 82040 | 1001381096 | RP30002 | -33.8567 | 151.0373 | 1 | CS | 1 | Standard
12532 | 2112649 | 1001915361 | FF00627 | -33.7302 | 151.2095 | 1 | CS | 1 | Sheath Pit
12533 | 2056896 | 1001561478 | FF00633 | -33.7304 | 151.2097 | 1 | CS | 1 | Sheath Pit
12534 | 2056898 | 1001561895 | FF00637 | -33.731 | 151.21 | 1 | CS | 1 | Sheath Pit
12535 | 2048240 | 1001553013 | FF00624 | -33.7262 | 151.2028 | 1 | CS | 1 | Sheath Pit
12536 | 2048241 | 1001553026 | FF00625 | -33.7266 | 151.2037 | 1 | CS | 1 | Sheath Pit
12537 | 2056902 | 1001561897 | FF00639 | -33.7363 | 151.2067 | 1 | CS | 1 | Sheath Pit
12538 | 2116943 | 1001553034 | FF00630 | -33.736 | 151.207 | 1 | CS | 1 | Sheath Pit
12539 | 2116944 | 1001553035 | FF00631 | -33.7361 | 151.2069 | 1 | CS | 1 | Sheath Pit
12540 | 2056903 | 1001561898 | FF00640 | -33.7362 | 151.2069 | 1 | CS | 1 | Sheath Pit
12541 | 2099768 | 1001553032 | FF00628 | -33.7344 | 151.2116 | 1 | CS | 1 | Sheath Pit
12542 | 2099769 | 1001553033 | FF00629 | -33.7346 | 151.2116 | 1 | CS | 1 | Sheath Pit
12543 | 2056899 | 1001561899 | FF00641 | -33.7347 | 151.2119 | 1 | CS | 1 | Sheath Pit
12544 | 2056901 | 1001561896 | FF00638 | -33.735 | 151.2116 | 1 | CS | 1 | Sheath Pit
12545 | 2112651 | 1001631328 | FF00700 | -33.7396 | 151.2039 | 1 | CS | 1 | Sheath Pit
12546 | 2056905 | 1001709640 | FF00841 | -33.7399 | 151.2039 | 1 | CS | 1 | Sheath Pit
12547 | 2112663 | 1001630337 | FF00729 | -33.7427 | 151.2008 | 1 | CS | 1 | Sheath Pit
12548 | 2056904 | 1001793040 | FF00893 | -33.7428 | 151.2006 | 1 | CS | 1 | Sheath Pit
12549 | 295358497 | 1003271231 | FF02844 | -33.7521 | 151.2437 | 2 | CS | 1 | Comms
12550 | 2245779 | 1001622613 | FF00692 | -33.7599 | 151.2453 | 1 | CS | 4 | Sheath Pit
12551 | 2284418 | 1001622614 | FF00693 | -33.7647 | 151.2483 | 1 | CS | 1 | Sheath Pit
12552 | 2275829 | 1001622615 | FF00694 | -33.7668 | 151.2548 | 1 | CS | 1 | Sheath Pit
12553 | 2245775 | 1001622616 | FF00695 | -33.7722 | 151.2565 | 1 | CS | 1 | Sheath Pit
12554 | 2245771 | 1001622617 | FF00696 | -33.7756 | 151.2606 | 1 | CS | 2 | Sheath Pit
12555 | 2245790 | 1001622618 | FF00697 | -33.7778 | 151.2663 | 1 | CS | 2 | Sheath Pit
12556 | 103091771 | 1003145942 | PY02139 | -33.7625 | 151.1939 | 2 | CS | 1 | Comms
12557 | 103091774 | 1003145943 | PY02140 | -33.7626 | 151.194 | 2 | CS | 1 | Comms
12558 | 2232884 | 1001636600 | PY00693 | -33.7639 | 151.1906 | 1 | CS | 1 | Sheath Pit
12559 | 2232881 | 1001636599 | PY00692 | -33.764 | 151.1905 | 1 | CS | 1 | Sheath Pit
12560 | 112305283 | 1003205780 | PY02229 | -33.7648 | 151.192 | 1 | CS | 1 | Preformed Pulling Pit
12561 | 112305280 | 1003205779 | PY02228 | -33.7648 | 151.1921 | 1 | CS | 1 | Preformed Pulling Pit
12562 | 104726141 | 1003145948 | PY02143 | -33.7658 | 151.1886 | 2 | CS | 1 | Comms
12563 | 107215127 | 1003243723 | PY02278 | -33.766 | 151.1885 | 1 | CS | 1 | Sheath Pit
12564 | 107215109 | 1003134855 | PY02078 | -33.7659 | 151.1885 | 15 | CS | 2 | Joint Bay
12565 | 104726123 | 1003145949 | PY02144 | -33.7658 | 151.1887 | 2 | CS | 1 | Comms
12566 | 110705873 | 1003205778 | PY02231 | -33.7668 | 151.1893 | 2 | CS | 1 | Comms
12567 | 110705870 | 1003205777 | PY02230 | -33.7669 | 151.1891 | 2 | CS | 1 | Comms
12568 | 2232889 | 1001637165 | PY00696 | -33.7667 | 151.1876 | 1 | CS | 1 | Sheath Pit
12569 | 2056829 | 1003137545 | PY02097 | -33.7656 | 151.1904 | 2 | CS | 1 | Comms
12570 | 2056828 | 1001518191 | PY00586 | -33.7655 | 151.1904 | 1 | CS | 1 | Sheath Pit
12571 | 2056827 | 1001519218 | PY00580 | -33.7656 | 151.1903 | 1 | CS | 1 | Sheath Pit
12572 | 2056830 | 1003137544 | PY02096 | -33.7656 | 151.1904 | 2 | CS | 1 | Comms
12573 | 112821321 | 1003243798 | PY02284 | -33.7672 | 151.1887 | 1 | CS | 1 | Sheath Pit
12574 | 112821339 | 1003243797 | PY02283 | -33.7672 | 151.1887 | 1 | CS | 1 | Sheath Pit
12575 | 2056833 | 1001519217 | PY00579 | -33.7706 | 151.1877 | 1 | CS | 1 | Sheath Pit
12576 | 2232903 | 1001637094 | PY00687 | -33.7778 | 151.1885 | 1 | CS | 1 | Sheath Pit
12577 | 2232904 | 1001637093 | PY00686 | -33.7777 | 151.1886 | 1 | CS | 1 | Sheath Pit
12578 | 2232906 | 1001637096 | PY00689 | -33.7792 | 151.1913 | 1 | CS | 1 | Sheath Pit
12579 | 2232905 | 1001637095 | PY00688 | -33.7793 | 151.1913 | 1 | CS | 1 | Sheath Pit
12580 | 105096981 | 1003205787 | PY02240 | -33.782 | 151.1925 | 2 | CS | 1 | Comms
12581 | 105096967 | 1003205788 | PY02241 | -33.7822 | 151.1925 | 2 | CS | 1 | Comms
12582 | 112183628 | 1003243811 | PY02294 | -33.7825 | 151.1927 | 1 | CS | 1 | Sheath Pit
12583 | 112183646 | 1003243810 | PY02293 | -33.7825 | 151.1927 | 1 | CS | 1 | Sheath Pit
12584 | 2232908 | 1001637098 | PY00691 | -33.7825 | 151.1928 | 1 | CS | 2 | Sheath Pit
12585 | 2232910 | 1001637097 | PY00690 | -33.7826 | 151.1928 | 1 | CS | 1 | Sheath Pit
12586 | 107200543 | 1003205781 | PY02242 | -33.785 | 151.1935 | 2 | CS | 1 | Comms
12587 | 107200551 | 1003205782 | PY02243 | -33.7849 | 151.1935 | 2 | CS | 1 | Comms
12588 | 2232887 | 1001637164 | PY00695 | -33.7667 | 151.1875 | 1 | CS | 1 | Sheath Pit
12589 | 108271532 | 1003205776 | PY02233 | -33.7701 | 151.1856 | 2 | CS | 1 | Comms
12590 | 108271536 | 1003205775 | PY02232 | -33.7701 | 151.1856 | 2 | CS | 1 | Comms
12591 | 103345784 | 1003145947 | PY02142 | -33.7702 | 151.1831 | 2 | CS | 1 | Comms
12592 | 103345787 | 1003145946 | PY02141 | -33.7702 | 151.1833 | 2 | CS | 1 | Comms
12593 | 108152563 | 1003243830 | PY02295 | -33.7706 | 151.183 | 1 | CS | 1 | Sheath Pit
12594 | 108152545 | 1003134856 | PY02079 | -33.7706 | 151.183 | 15 | CS | 2 | Joint Bay
12595 | 2232892 | 1001637167 | PY00698 | -33.7694 | 151.1868 | 1 | CS | 1 | Sheath Pit
12596 | 2232890 | 1001637166 | PY00697 | -33.7695 | 151.1869 | 1 | CS | 1 | Sheath Pit
12597 | 2056835 | 1003137537 | PY02095 | -33.7705 | 151.1877 | 2 | CS | 1 | Comms
12598 | 2056832 | 1001518190 | PY00585 | -33.7705 | 151.1877 | 1 | CS | 1 | Sheath Pit
12599 | 2056834 | 1003137536 | PY02094 | -33.7705 | 151.1877 | 2 | CS | 1 | Comms
12600 | 2232896 | 1001637169 | PY00700 | -33.772 | 151.1867 | 1 | CS | 1 | Sheath Pit
12601 | 2232895 | 1001637168 | PY00699 | -33.7721 | 151.1866 | 1 | CS | 1 | Sheath Pit
12602 | 2232899 | 1001637171 | PY00722 | -33.7747 | 151.1867 | 1 | CS | 1 | Sheath Pit
12603 | 112479847 | 1003205773 | PY02234 | -33.7734 | 151.1853 | 2 | CS | 1 | Comms
12604 | 112472288 | 1003243800 | PY02286 | -33.7734 | 151.1853 | 1 | CS | 1 | Sheath Pit
12605 | 112472270 | 1003243799 | PY02285 | -33.7735 | 151.1854 | 1 | CS | 1 | Sheath Pit
12606 | 112479865 | 1003205774 | PY02235 | -33.7736 | 151.1854 | 2 | CS | 1 | Comms
12607 | 2056839 | 1001518189 | PY00584 | -33.7743 | 151.1821 | 1 | CS | 1 | Sheath Pit
12608 | 2056842 | 1003137535 | PY02093 | -33.7743 | 151.182 | 2 | CS | 1 | Comms
12609 | 2056841 | 1003137534 | PY02092 | -33.7743 | 151.182 | 2 | CS | 1 | Comms
12610 | 2056838 | 1001519216 | PY00578 | -33.7743 | 151.182 | 1 | CS | 1 | Sheath Pit
12611 | 111716254 | 1003145951 | PY02146 | -33.7754 | 151.1823 | 2 | CS | 1 | Comms
12612 | 111716257 | 1003145950 | PY02145 | -33.7753 | 151.1823 | 2 | CS | 1 | Comms
12613 | 109142220 | 1003134857 | PY02080 | -33.7754 | 151.1823 | 15 | CS | 2 | Joint Bay
12614 | 109142239 | 1003243728 | PY02279 | -33.7754 | 151.1823 | 1 | CS | 1 | Sheath Pit
12615 | 2056860 | 1001518187 | PY00583 | -33.778 | 151.1809 | 1 | CS | 1 | Sheath Pit
12616 | 2056859 | 1001519215 | PY00577 | -33.778 | 151.1809 | 1 | CS | 1 | Sheath Pit
12617 | 2056864 | 1003137533 | PY02091 | -33.778 | 151.1809 | 2 | CS | 1 | Comms
12618 | 2232897 | 1001637170 | PY00710 | -33.7748 | 151.1867 | 1 | CS | 1 | Sheath Pit
12619 | 106056200 | 1003205784 | PY02237 | -33.7765 | 151.1849 | 2 | CS | 1 | Comms
12620 | 106056197 | 1003205783 | PY02236 | -33.7764 | 151.1849 | 2 | CS | 1 | Comms
12621 | 2232900 | 1001637090 | PY00684 | -33.777 | 151.1853 | 1 | CS | 1 | Sheath Pit
12622 | 2232901 | 1001637091 | PY00685 | -33.7769 | 151.1853 | 1 | CS | 1 | Sheath Pit
12623 | 2211491 | 1001637089 | PY00683 | -33.778 | 151.1859 | 1 | CS | 1 | Sheath Pit
12624 | 81758 | 1001332135 | PY50187 | -33.7781 | 151.1858 | 1 | CS | 2 | Standard
12625 | 111891538 | 1003243803 | PY02289 | -33.7796 | 151.1862 | 1 | CS | 1 | Sheath Pit
12626 | 111891556 | 1003243804 | PY02290 | -33.7796 | 151.1863 | 1 | CS | 1 | Sheath Pit
12627 | 105175668 | 1003205786 | PY02239 | -33.7795 | 151.1863 | 2 | CS | 1 | Comms
12628 | 105175703 | 1003205785 | PY02238 | -33.7796 | 151.1863 | 2 | CS | 1 | Comms
12629 | 108030993 | 1003243733 | PY02280 | -33.7816 | 151.1869 | 1 | CS | 1 | Sheath Pit
12630 | 108030996 | 1003134858 | PY02081 | -33.7816 | 151.1869 | 15 | CS | 1 | Joint Bay
12631 | 105691145 | 1003145954 | PY02149 | -33.7825 | 151.1862 | 2 | CS | 1 | Comms
12632 | 105691127 | 1003145955 | PY02151 | -33.7826 | 151.1863 | 2 | CS | 1 | Comms
12633 | 2056857 | 1001518185 | PY00581 | -33.7846 | 151.1858 | 1 | CS | 1 | Sheath Pit
12634 | 2056856 | 1003137519 | PY02083 | -33.7846 | 151.1858 | 2 | CS | 1 | Comms
12635 | 2056855 | 1003137520 | PY02084 | -33.7846 | 151.1858 | 2 | CS | 1 | Comms
12636 | 2056853 | 1001519213 | PY00575 | -33.7847 | 151.1858 | 1 | CS | 1 | Sheath Pit
12637 | 2310203 | 1001622619 | FF00698 | -33.7807 | 151.2705 | 1 | CS | 1 | Sheath Pit
12638 | 2245786 | 1001622620 | FF00699 | -33.7853 | 151.2705 | 1 | CS | 2 | Sheath Pit
12639 | 90176 | 1001325805 | MO01019 | -33.7971 | 151.2662 | 1 | CS | 2 | Standard
12640 | 90179 | 1001325848 | MO01022 | -33.7962 | 151.2606 | 1 | CS | 2 | Standard
12641 | 90178 | 1001325893 | MO01021 | -33.7962 | 151.2606 | 1 | CS | 2 | Standard
12642 | 90180 | 1001323857 | MO01015 | -33.796 | 151.2591 | 1 | CS | 2 | Standard
12643 | 90177 | 1001325878 | MO01020 | -33.7965 | 151.2627 | 1 | CS | 2 | Standard
12644 | 107345519 | 1003134878 | GL02820 | -33.7876 | 151.1895 | 15 | CS | 2 | Joint Bay
12645 | 107345501 | 1003243786 | GL03018 | -33.7876 | 151.1895 | 1 | CS | 1 | Sheath Pit
12646 | 2056877 | 1001518184 | GL01090 | -33.7922 | 151.1888 | 1 | CS | 1 | Sheath Pit
12647 | 2056878 | 1003137498 | GL02823 | -33.7923 | 151.1888 | 2 | CS | 1 | Comms
12648 | 2056881 | 1001519212 | GL01084 | -33.7923 | 151.1888 | 1 | CS | 1 | Sheath Pit
12649 | 2056879 | 1003137499 | GL02824 | -33.7923 | 151.1888 | 1 | CS | 1 | Sheath Pit
12650 | 2232913 | 1001636603 | FF00740 | -33.7862 | 151.1959 | 1 | CS | 1 | Sheath Pit
12651 | 2232916 | 1001636602 | FF00739 | -33.7861 | 151.196 | 1 | CS | 1 | Sheath Pit
12652 | 112407352 | 1003243825 | FF02812 | -33.7863 | 151.1971 | 1 | CS | 1 | Sheath Pit
12653 | 112407334 | 1003243826 | FF02813 | -33.7863 | 151.1971 | 1 | CS | 1 | Sheath Pit
12654 | 112418784 | 1003243728 | PY02279 | -33.7864 | 151.1968 | 1 | CS | 1 | Sheath Pit
12655 | 2232919 | 1001639135 | MO01554 | -33.7892 | 151.1982 | 1 | CS | 1 | Sheath Pit
12656 | 2232920 | 1001639134 | MO01553 | -33.7891 | 151.1983 | 1 | CS | 1 | Sheath Pit
12657 | 106051750 | 1003134879 | GL02821 | -33.7941 | 151.1927 | 15 | CS | 2 | Joint Bay
12658 | 106051732 | 1003243793 | GL03019 | -33.7942 | 151.1927 | 1 | CS | 1 | Sheath Pit
12659 | 101266268 | 1003145956 | GL02854 | -33.7944 | 151.1928 | 2 | CS | 1 | Comms
12660 | 101266265 | 1003145957 | GL02855 | -33.7945 | 151.1928 | 2 | CS | 1 | Comms
12661 | 2215711 | 1001639136 | MO01555 | -33.7909 | 151.1995 | 1 | CS | 1 | Sheath Pit
12662 | 2232962 | 1001639138 | MO01557 | -33.7914 | 151.1993 | 1 | CS | 1 | Sheath Pit
12663 | 2232961 | 1001639139 | MO01558 | -33.7914 | 151.1994 | 1 | CS | 2 | Sheath Pit
12664 | 2232964 | 1001639141 | MO01560 | -33.7909 | 151.2008 | 1 | CS | 1 | Sheath Pit
12665 | 2232963 | 1001639140 | MO01559 | -33.7909 | 151.2008 | 1 | CS | 1 | Sheath Pit
12666 | 2232959 | 1001638425 | MO01589 | -33.7948 | 151.2 | 1 | CS | 1 | Sheath Pit
12667 | 2232958 | 1001638424 | MO01588 | -33.7949 | 151.2001 | 1 | CS | 1 | Sheath Pit
12668 | 2232955 | 1001638071 | MO01562 | -33.7993 | 151.202 | 1 | CS | 1 | Sheath Pit
12669 | 2232956 | 1001638070 | MO01561 | -33.7994 | 151.2021 | 1 | CS | 1 | Sheath Pit
12670 | 106267462 | 1003134880 | MO01918 | -33.7973 | 151.1956 | 15 | CS | 2 | Joint Bay
12671 | 106267465 | 1003243787 | MO02420 | -33.7973 | 151.1957 | 1 | CS | 1 | Sheath Pit
12672 | 2099781 | 1001561922 | MO01308 | -33.799 | 151.1959 | 1 | CS | 1 | Sheath Pit
12673 | 111270736 | 1003145962 | MO01930 | -33.7993 | 151.1957 | 1 | CS | 1 | Sheath Pit
12674 | 111270717 | 1003145963 | MO01931 | -33.7994 | 151.1957 | 1 | CS | 1 | Sheath Pit
12675 | 106327759 | 1003134881 | MO01919 | -33.8017 | 151.1964 | 15 | CS | 2 | Joint Bay
12676 | 106323127 | 1003243794 | MO02422 | -33.8017 | 151.1964 | 1 | CS | 1 | Sheath Pit
12677 | 2056865 | 1001519211 | GL01083 | -33.7993 | 151.1926 | 1 | CS | 2 | Sheath Pit
12678 | 2056869 | 1003137501 | GL02825 | -33.7992 | 151.1926 | 2 | CS | 1 | Comms
12679 | 2056867 | 1003137502 | GL02826 | -33.7992 | 151.1926 | 2 | CS | 1 | Comms
12680 | 2056866 | 1001518183 | GL01089 | -33.7992 | 151.1926 | 1 | CS | 1 | Sheath Pit
12681 | 105605711 | 1003145964 | MO01932 | -33.8049 | 151.1961 | 2 | CS | 1 | Comms
12682 | 105605693 | 1003145965 | MO01933 | -33.8051 | 151.1961 | 2 | CS | 1 | Comms
12683 | 2056871 | 1001518181 | GL01088 | -33.806 | 151.1931 | 1 | CS | 1 | Sheath Pit
12684 | 2056874 | 1003137506 | GL02828 | -33.806 | 151.1931 | 2 | CS | 1 | Comms
12685 | 2056873 | 1003137505 | GL02827 | -33.8061 | 151.1931 | 2 | CS | 1 | Comms
12686 | 2056870 | 1001519210 | GL01082 | -33.8061 | 151.1931 | 1 | CS | 2 | Sheath Pit
12687 | 2232952 | 1001638073 | MO01564 | -33.8038 | 151.2041 | 1 | CS | 1 | Sheath Pit
12688 | 2232951 | 1001638072 | MO01563 | -33.8039 | 151.2041 | 1 | CS | 1 | Sheath Pit
12689 | 108662423 | 1003243795 | MO02423 | -33.8056 | 151.1976 | 1 | CS | 1 | Sheath Pit
12690 | 108662430 | 1003134882 | MO01920 | -33.8057 | 151.1976 | 15 | CS | 2 | Joint Bay
12691 | 2232950 | 1001638075 | MO01566 | -33.8075 | 151.2019 | 1 | CS | 1 | Sheath Pit
12692 | 2232949 | 1001638074 | MO01565 | -33.8075 | 151.2018 | 1 | CS | 1 | Sheath Pit
12693 | 2232947 | 1001638076 | MO01567 | -33.8112 | 151.2014 | 1 | CS | 1 | Sheath Pit
12694 | 2232948 | 1001638077 | MO01568 | -33.8112 | 151.2013 | 1 | CS | 1 | Sheath Pit
12695 | 110199202 | 1003143130 | GL02843 | -33.8099 | 151.1949 | 1 | CS | 1 | Sheath Pit
12696 | 110199220 | 1003243829 | GL03021 | -33.8099 | 151.1949 | 1 | CS | 1 | Sheath Pit
12697 | 101742256 | 1003145966 | GL02861 | -33.8101 | 151.1953 | 2 | CS | 1 | Comms
12698 | 101742292 | 1003145967 | GL02862 | -33.81 | 151.1951 | 2 | CS | 1 | Comms
12699 | 2056893 | 1003137510 | GL02830 | -33.8104 | 151.1944 | 2 | CS | 1 | Comms
12700 | 2056895 | 1001518180 | GL01087 | -33.8103 | 151.1944 | 1 | CS | 1 | Sheath Pit
12701 | 2056875 | 1001519078 | GL01081 | -33.8104 | 151.1944 | 1 | CS | 1 | Sheath Pit
12702 | 2056892 | 1003137509 | GL02829 | -33.8104 | 151.1944 | 2 | CS | 1 | Comms
12703 | 2232941 | 1001638080 | MO01571 | -33.8172 | 151.2049 | 1 | CS | 1 | Sheath Pit
12704 | 2232940 | 1001638081 | MO01572 | -33.8171 | 151.2048 | 1 | CS | 1 | Sheath Pit
12705 | 2232933 | 1001639152 | MO01578 | -33.8224 | 151.2165 | 1 | CS | 1 | Sheath Pit
12706 | 2232934 | 1001639151 | MO01577 | -33.8225 | 151.2164 | 1 | CS | 1 | Sheath Pit
12707 | 2284408 | 1001639150 | MO01576 | -33.8213 | 151.2118 | 1 | CS | 2 | Sheath Pit
12708 | 2284409 | 1001639149 | MO01575 | -33.8213 | 151.212 | 1 | CS | 1 | Sheath Pit
12709 | 2232938 | 1001638082 | MO01573 | -33.8205 | 151.2064 | 1 | CS | 1 | Sheath Pit
12710 | 2232937 | 1001638083 | MO01574 | -33.8205 | 151.2062 | 1 | CS | 1 | Sheath Pit
12711 | 2056891 | 1001519077 | GL01080 | -33.8139 | 151.1922 | 1 | CS | 1 | Sheath Pit
12712 | 2056887 | 1001518179 | GL01086 | -33.8138 | 151.1921 | 1 | CS | 1 | Sheath Pit
12713 | 2056888 | 1003137512 | GL02832 | -33.8139 | 151.1921 | 2 | CS | 1 | Comms
12714 | 2056890 | 1003137511 | GL02831 | -33.8139 | 151.1921 | 2 | CS | 1 | Comms
12715 | 110207914 | 1003145968 | GL02864 | -33.8138 | 151.1908 | 2 | CS | 1 | Comms
12716 | 110207911 | 1003145969 | GL02866 | -33.8139 | 151.1907 | 2 | CS | 1 | Comms
12717 | 109963749 | 1003243796 | GL03020 | -33.8135 | 151.1914 | 1 | CS | 1 | Sheath Pit
12718 | 109963746 | 1003143131 | GL02844 | -33.8136 | 151.1913 | 1 | CS | 1 | Sheath Pit
12719 | 2232966 | 1001638078 | MO01569 | -33.8142 | 151.2027 | 1 | CS | 1 | Sheath Pit
12720 | 2232965 | 1001638079 | MO01570 | -33.8142 | 151.2026 | 1 | CS | 1 | Sheath Pit
12721 | 2129825 | 1001593690 | GL02172 | -33.817 | 151.185 | 1 | CS | 1 | Sheath Pit
12722 | 2056885 | 1001518178 | GL01085 | -33.8165 | 151.187 | 1 | Not CS | 0 | Sheath Pit
12723 | 2056886 | 1001519076 | GL01079 | -33.8166 | 151.1868 | 1 | Not CS | 0 | Sheath Pit
12724 | 81889 | 1001325888 | GL10203 | -33.8166 | 151.1875 | 1 | CS | 1 | Standard
12725 | 2069711 | 1001627936 | GL02275 | -33.8188 | 151.1837 | 1 | CS | 1 | Sheath Pit
12726 | 2211423 | 1001561437 | GL01422 | -33.8233 | 151.1835 | 1 | CS | 1 | Sheath Pit
12727 | 2211422 | 1001553037 | GL01386 | -33.8233 | 151.1835 | 1 | CS | 1 | Sheath Pit
12728 | 90181 | 1001325934 | MO01016 | -33.799 | 151.2579 | 1 | CS | 2 | Standard
12729 | 90182 | 1001325989 | MO01017 | -33.7991 | 151.2579 | 1 | CS | 2 | Standard
12730 | 2232932 | 1001639154 | MO01580 | -33.8251 | 151.2204 | 1 | CS | 1 | Sheath Pit
12731 | 2232931 | 1001639153 | MO01579 | -33.8251 | 151.2205 | 1 | CS | 1 | Sheath Pit
12732 | 2232928 | 1001639155 | MO01581 | -33.8274 | 151.2249 | 1 | CS | 1 | Sheath Pit
12733 | 2232929 | 1001639156 | MO01582 | -33.8274 | 151.2248 | 1 | CS | 1 | Sheath Pit
12734 | 2232927 | 1001639158 | MO01584 | -33.8266 | 151.2296 | 1 | CS | 1 | Sheath Pit
12735 | 2232926 | 1001639157 | MO01583 | -33.8267 | 151.2296 | 1 | CS | 1 | Sheath Pit
12736 | 2232925 | 1001639159 | MO01585 | -33.8267 | 151.2351 | 1 | CS | 1 | Sheath Pit
12737 | 2232924 | 1001639160 | MO01586 | -33.8267 | 151.2349 | 1 | CS | 1 | Sheath Pit
12738 | 2220013 | 1001636462 | GL02306 | -33.8267 | 151.1836 | 1 | CS | 1 | Sheath Pit
12739 | 2220014 | 1001631355 | GL02281 | -33.8267 | 151.1835 | 1 | CS | 1 | Sheath Pit
12740 | 2220029 | 1001631356 | GL02282 | -33.8273 | 151.1884 | 1 | CS | 1 | Sheath Pit
12741 | 2220031 | 1001636463 | GL02307 | -33.8274 | 151.1885 | 1 | CS | 1 | Sheath Pit
12742 | 2211427 | 1001553038 | GL01387 | -33.8289 | 151.1928 | 1 | CS | 1 | Sheath Pit
12743 | 2211426 | 1001561438 | GL01424 | -33.8289 | 151.1928 | 1 | CS | 1 | Sheath Pit
12744 | 2220037 | 1001631357 | GL02283 | -33.8298 | 151.1905 | 1 | CS | 1 | Sheath Pit
12745 | 2220036 | 1001636465 | GL02308 | -33.8298 | 151.1906 | 1 | CS | 1 | Sheath Pit
12746 | 2220038 | 1001631360 | GL02284 | -33.8319 | 151.1927 | 1 | CS | 1 | Sheath Pit
12747 | 2220039 | 1001634987 | GL02309 | -33.832 | 151.1927 | 1 | CS | 1 | Sheath Pit
12748 | 2211438 | 1001556001 | MO01298 | -33.8386 | 151.205 | 1 | CS | 1 | Sheath Pit
12749 | 2211439 | 1001561440 | MO01305 | -33.8386 | 151.2051 | 1 | CS | 1 | Sheath Pit
12750 | 2301595 | 1001630396 | MO01534 | -33.8429 | 151.2072 | 1 | CS | 1 | Sheath Pit
12751 | 2301596 | 1001634988 | MO01550 | -33.8429 | 151.2072 | 1 | CS | 1 | Sheath Pit
12752 | 2220041 | 1001630392 | MO01530 | -33.8332 | 151.1963 | 1 | CS | 1 | Sheath Pit
12753 | 2220040 | 1001636466 | MO01546 | -33.8333 | 151.1964 | 1 | CS | 1 | Sheath Pit
12754 | 2301588 | 1001630393 | MO01531 | -33.836 | 151.1986 | 1 | CS | 1 | Sheath Pit
12755 | 2301589 | 1001636467 | MO01547 | -33.8361 | 151.1986 | 1 | CS | 1 | Sheath Pit
12756 | 2211429 | 1001561439 | MO01304 | -33.8329 | 151.2003 | 1 | CS | 1 | Sheath Pit
12757 | 2211430 | 1001556000 | MO01297 | -33.8329 | 151.2003 | 1 | CS | 1 | Sheath Pit
12758 | 2301590 | 1001636468 | MO01548 | -33.8395 | 151.2 | 1 | CS | 1 | Sheath Pit
12759 | 2301591 | 1001630394 | MO01532 | -33.8395 | 151.1999 | 1 | CS | 1 | Sheath Pit
12760 | 2301593 | 1001636469 | MO01549 | -33.8418 | 151.2029 | 1 | CS | 1 | Sheath Pit
12761 | 2301592 | 1001630395 | MO01533 | -33.8417 | 151.2028 | 1 | CS | 1 | Sheath Pit
12762 | 2301597 | 1001631364 | MO01535 | -33.8443 | 151.2107 | 1 | CS | 1 | Sheath Pit
12763 | 2301598 | 1001634989 | MO01551 | -33.8444 | 151.2108 | 1 | CS | 2 | Sheath Pit
12764 | 2211446 | 1001636456 | MO01544 | -33.8449 | 151.2112 | 1 | CS | 2 | Sheath Pit
12765 | 2211442 | 1001626901 | MO01506 | -33.8449 | 151.2112 | 1 | CS | 1 | Sheath Pit
12766 | 2220052 | 1001631365 | MO01536 | -33.8479 | 151.2116 | 1 | CS | 1 | Sheath Pit
12767 | 2220051 | 1001636474 | MO01552 | -33.8481 | 151.2117 | 1 | CS | 1 | Sheath Pit
12768 | 2211457 | 1001626902 | MO01507 | -33.8508 | 151.2125 | 1 | CS | 1 | Sheath Pit
12769 | 2211456 | 1001634984 | MO01545 | -33.8508 | 151.2125 | 1 | CS | 1 | Sheath Pit
12770 | 2211447 | 1001634985 | SY27339 | -33.8552 | 151.2104 | 1 | CS | 1 | Sheath Pit
12771 | 2211460 | 1001627943 | SY27292 | -33.8552 | 151.2104 | 1 | CS | 1 | Sheath Pit
12772 | 2220048 | 1001636482 | SY27343 | -33.8573 | 151.2091 | 1 | CS | 1 | Sheath Pit
12773 | 2220049 | 1001631369 | SY27303 | -33.8572 | 151.209 | 1 | CS | 1 | Sheath Pit
12774 | 2211450 | 1001627944 | SY27293 | -33.8583 | 151.2096 | 1 | CS | 1 | Sheath Pit
12775 | 2211451 | 1001636457 | SY27340 | -33.8583 | 151.2096 | 1 | CS | 1 | Sheath Pit
12776 | 2220045 | 1001631370 | SY27304 | -33.8604 | 151.2087 | 1 | CS | 1 | Sheath Pit
12777 | 2220044 | 1001636483 | SY27344 | -33.8605 | 151.2086 | 1 | CS | 1 | Sheath Pit
12778 | 2211454 | 1001627945 | SY27294 | -33.8612 | 151.2088 | 1 | CS | 1 | Sheath Pit
12779 | 2211453 | 1001636458 | SY27341 | -33.8612 | 151.2088 | 1 | CS | 1 | Sheath Pit
12780 | 2211462 | 1001636459 | SY27342 | -33.8637 | 151.2082 | 1 | CS | 1 | Sheath Pit
12781 | 2211461 | 1001627946 | SY27295 | -33.8637 | 151.2081 | 1 | CS | 1 | Sheath Pit
12782 | 82084 | 1001381411 | SY51205 | -33.8636 | 151.2075 | 1 | CS | 1 | Standard
12783 | 2310197 | 1001636484 | SY27345 | -33.8633 | 151.2068 | 1 | CS | 1 | Sheath Pit
12784 | 2310198 | 1001631371 | SY27305 | -33.8633 | 151.2069 | 1 | CS | 1 | Sheath Pit
12785 | 2267232 | 1001636454 | SY27334 | -33.8637 | 151.2084 | 1 | CS | 1 | Sheath Pit
12786 | 2310194 | 1001631372 | SY27306 | -33.8647 | 151.2048 | 1 | CS | 1 | Sheath Pit
12787 | 2310195 | 1001636485 | SY27346 | -33.8647 | 151.2048 | 1 | CS | 1 | Sheath Pit
12788 | 1970950 | 1001792221 | LE19689 | -33.8685 | 151.1811 | 1 | CS | 1 | Sheath Pit
12789 | 1970951 | 1001709632 | LE19637 | -33.8685 | 151.1811 | 1 | CS | 1 | Sheath Pit
12790 | 82132 | 1001327670 | LE50289 | -33.8686 | 151.1878 | 1 | CS | 1 | Standard
12791 | 82135 | 1001327729 | LE50290 | -33.8688 | 151.1876 | 1 | CS | 1 | Standard
12792 | 82136 | 1001331850 | LE50170 | -33.8689 | 151.1874 | 9 | CS | 2 | Vault
12793 | 2125531 | 1001709633 | LE19638 | -33.8694 | 151.1879 | 1 | CS | 1 | Sheath Pit
12794 | 2125530 | 1001792222 | LE19690 | -33.8694 | 151.1879 | 1 | CS | 1 | Sheath Pit
12795 | 2048238 | 1001709634 | LE19639 | -33.8687 | 151.1945 | 1 | CS | 1 | Sheath Pit
12796 | 468049 | 1001381624 | LE50312 | -33.8692 | 151.1948 | 9 | CS | 1 | Vault
12797 | 82153 | 1001327714 | LE50297 | -33.8694 | 151.195 | 1 | CS | 1 | Standard
12798 | 82141 | 1001381610 | LE50292 | -33.8691 | 151.1939 | 1 | CS | 1 | Standard
12799 | 82159 | 1001327995 | LE50300 | -33.8696 | 151.1951 | 1 | CS | 1 | Standard
12800 | 82182 | 1001381073 | LE50303 | -33.8704 | 151.1935 | 1 | CS | 1 | Standard
12801 | 2713809 | 1002081783 | LE20533 | -33.8715 | 151.1953 | 2 | CS | 1 | Comms
12802 | 71774912 | 1001793420 | LE19705 | -33.8736 | 151.1954 | 1 | CS | 1 | Sheath Pit
12803 | 2756754 | 1001708744 | LE19634 | -33.8688 | 151.1728 | 1 | CS | 1 | Sheath Pit
12804 | 2868402 | 1001791185 | LE19686 | -33.8678 | 151.1688 | 1 | CS | 1 | Sheath Pit
12805 | 1953771 | 1001708745 | LE19635 | -33.869 | 151.1778 | 1 | CS | 1 | Sheath Pit
12806 | 1953770 | 1001791186 | LE19688 | -33.8691 | 151.1776 | 1 | CS | 1 | Sheath Pit
12807 | 2121236 | 1001791184 | LE19685 | -33.8695 | 151.1731 | 1 | CS | 1 | Sheath Pit
12808 | 2756753 | 1001708746 | LE19636 | -33.8722 | 151.1682 | 1 | CS | 2 | Sheath Pit
12809 | 2267234 | 1001627956 | SY27298 | -33.8664 | 151.2126 | 1 | CS | 1 | Sheath Pit
12810 | 2267235 | 1001634981 | SY27337 | -33.8664 | 151.2126 | 1 | CS | 2 | Standard
12811 | 82113 | 1001381062 | SY53889 | -33.8668 | 151.2192 | 1 | CS | 1 | Standard
12812 | 82117 | 1001381063 | SY53890 | -33.8671 | 151.2189 | 1 | CS | 1 | Standard
12813 | 2220057 | 1001634980 | SY27336 | -33.873 | 151.2115 | 1 | CS | 1 | Sheath Pit
12814 | 2220058 | 1001627955 | SY27297 | -33.873 | 151.2115 | 1 | CS | 1 | Sheath Pit
12815 | 2310192 | 1001636486 | SY27347 | -33.867 | 151.2051 | 1 | CS | 1 | Sheath Pit
12816 | 2310193 | 1001630409 | SY27307 | -33.867 | 151.2051 | 1 | CS | 1 | Sheath Pit
12817 | 1935 | 1001329862 | SY51412 | -33.8675 | 151.2029 | 1 | CS | 1 | Standard
12818 | 82121 | 1001381070 | SY51545 | -33.8676 | 151.2031 | 1 | CS | 1 | Standard
12819 | 82120 | 1001381064 | SY51544 | -33.8676 | 151.203 | 1 | CS | 1 | Standard
12820 | 2310191 | 1001630410 | SY27308 | -33.8699 | 151.2054 | 1 | CS | 1 | Sheath Pit
12821 | 2310190 | 1001636487 | SY27348 | -33.8699 | 151.2054 | 1 | CS | 1 | Sheath Pit
12822 | 82199 | 1001327416 | SY53752 | -33.8726 | 151.205 | 1 | CS | 1 | Standard
12823 | 2310189 | 1001630411 | SY27309 | -33.8724 | 151.2057 | 1 | CS | 1 | Sheath Pit
12824 | 2310188 | 1001636488 | SY27349 | -33.8725 | 151.2057 | 1 | CS | 1 | Sheath Pit
12825 | 82201 | 1001327866 | SY52953 | -33.8728 | 151.2031 | 1 | CS | 1 | Standard
12826 | 82203 | 1001327861 | SY52955 | -33.873 | 151.2032 | 1 | CS | 1 | Standard
12827 | 82208 | 1001376963 | SY52957 | -33.8731 | 151.2033 | 1 | CS | 1 | Standard
12828 | 82222 | 1001381625 | SY53754 | -33.8741 | 151.2039 | 9 | CS | 1 | Vault
12829 | 566808 | 1001381629 | SY52976 | -33.874 | 151.2036 | 9 | CS | 2 | Vault
12830 | 425111 | 1001381623 | SY52973 | -33.8736 | 151.2026 | 9 | CS | 1 | Vault
12831 | 798685 | 1001381068 | SY52980 | -33.8735 | 151.202 | 9 | CS | 1 | Vault
12832 | 82139 | 1001331065 | SY51546 | -33.869 | 151.1961 | 1 | CS | 1 | Standard
12833 | 82157 | 1001331085 | SY51550 | -33.8695 | 151.1961 | 1 | CS | 1 | Standard
12834 | 82162 | 1001319438 | SY51551 | -33.8696 | 151.1961 | 1 | CS | 1 | Standard
12835 | 115941 | 1001381072 | SY51562 | -33.8698 | 151.1958 | 9 | CS | 1 | Vault
12836 | 82164 | 1001381065 | SY51552 | -33.8697 | 151.1958 | 9 | CS | 1 | Vault
12837 | 82167 | 1001381214 | SY51553 | -33.8698 | 151.1964 | 9 | CS | 1 | Vault
12838 | 105997079 | 1001908283 | SY28570 | -33.8698 | 151.1964 | 1 | Not CS | 0 | Sheath Pit
12839 | 71946684 | 1001791813 | SY27719 | -33.8698 | 151.1964 | 1 | Not CS | 0 | Sheath Pit
12840 | 82168 | 1001381617 | SY51554 | -33.8698 | 151.1964 | 9 | CS | 1 | Vault
12841 | 82169 | 1001331137 | SY51555 | -33.8698 | 151.1961 | 1 | CS | 1 | Standard
12842 | 82178 | 1001381056 | SY51556 | -33.8703 | 151.196 | 9 | CS | 1 | Vault
12843 | 176054 | 1001331147 | SY51564 | -33.8703 | 151.196 | 1 | CS | 2 | Standard
12844 | 82186 | 1001323973 | SY51557 | -33.8709 | 151.1959 | 1 | CS | 1 | Standard
12845 | 82187 | 1001381057 | SY51558 | -33.871 | 151.1958 | 9 | CS | 1 | Vault
12846 | 82215 | 1001381216 | SY52961 | -33.8738 | 151.1987 | 9 | CS | 1 | Vault
12847 | 82219 | 1001381620 | SY52962 | -33.8739 | 151.1987 | 9 | CS | 1 | Vault
12848 | 82189 | 1001381618 | SY51559 | -33.8713 | 151.1976 | 9 | CS | 1 | Vault
12849 | 105996956 | 1001908282 | SY28569 | -33.8713 | 151.1976 | 1 | Not CS | 0 | Sheath Pit
12850 | 71946723 | 1001791814 | SY27720 | -33.8713 | 151.1976 | 1 | Not CS | 0 | Sheath Pit
12851 | 82190 | 1001381215 | SY51560 | -33.8713 | 151.1976 | 9 | CS | 1 | Vault
12852 | 82220 | 1001381217 | SY52963 | -33.8739 | 151.2001 | 9 | CS | 2 | Vault
12853 | 82221 | 1001381621 | SY52964 | -33.874 | 151.2001 | 9 | CS | 2 | Vault
12854 | 82200 | 1001323316 | SY52952 | -33.8729 | 151.197 | 1 | CS | 1 | Standard
12855 | 82202 | 1001381060 | SY52954 | -33.8729 | 151.1969 | 9 | CS | 1 | Vault
12856 | 82212 | 1001381619 | SY52959 | -33.8736 | 151.1976 | 9 | CS | 2 | Vault
12857 | 82210 | 1001327856 | SY52958 | -33.8734 | 151.1973 | 1 | CS | 1 | Standard
12858 | 72048843 | 1001792358 | SY27696 | -33.8735 | 151.1976 | 1 | CS | 1 | Sheath Pit
12859 | 82214 | 1001327851 | SY52960 | -33.8737 | 151.1977 | 1 | CS | 2 | Standard
12860 | 2705223 | 1002081784 | LE20534 | -33.8713 | 151.1957 | 2 | CS | 2 | Comms
12861 | 82191 | 1001325022 | SY52948 | -33.8714 | 151.1962 | 1 | CS | 2 | Standard
12862 | 82192 | 1001381058 | SY52949 | -33.8716 | 151.1962 | 9 | CS | 1 | Vault
12863 | 82196 | 1001381059 | SY52951 | -33.8722 | 151.1965 | 9 | CS | 1 | Vault
12864 | 82193 | 1001323497 | SY52950 | -33.872 | 151.1965 | 1 | CS | 1 | Standard
12865 | 71848239 | 1001793373 | LE19700 | -33.8727 | 151.1957 | 1 | CS | 1 | Sheath Pit
12866 | 82241 | 1001327846 | SY52968 | -33.8757 | 151.199 | 1 | CS | 1 | Standard
12867 | 82260 | 1001329040 | SY54441 | -33.878 | 151.2005 | 1 | CS | 1 | Standard
12868 | 2705224 | 1002081780 | LE20531 | -33.8761 | 151.1937 | 2 | CS | 1 | Comms
12869 | 2705225 | 1002081781 | LE20532 | -33.8759 | 151.1943 | 2 | CS | 1 | Comms
12870 | 71706184 | 1001791841 | LE19707 | -33.8777 | 151.1951 | 1 | CS | 1 | Sheath Pit
12871 | 742887 | 1001327891 | SY52979 | -33.8742 | 151.2032 | 9 | CS | 1 | Vault
12872 | 82223 | 1001381229 | SY53755 | -33.8741 | 151.2039 | 9 | CS | 1 | Vault
12873 | 82226 | 1001381230 | SY53757 | -33.8743 | 151.2043 | 9 | CS | 1 | Vault
12874 | 82228 | 1001381233 | SY52967 | -33.8744 | 151.2015 | 9 | CS | 1 | Vault
12875 | 82224 | 1001381071 | SY52965 | -33.8743 | 151.2014 | 9 | CS | 1 | Vault
12876 | 82227 | 1001381622 | SY52966 | -33.8744 | 151.2014 | 9 | CS | 1 | Vault
12877 | 82231 | 1001381061 | SY53759 | -33.8745 | 151.2072 | 1 | CS | 1 | Standard
12878 | 2310185 | 1001636490 | SY27351 | -33.8751 | 151.208 | 1 | CS | 1 | Sheath Pit
12879 | 2310184 | 1001630413 | SY27311 | -33.8751 | 151.208 | 1 | CS | 1 | Sheath Pit
12880 | 2310187 | 1001636489 | SY27350 | -33.8743 | 151.2057 | 1 | CS | 1 | Sheath Pit
12881 | 2310186 | 1001630412 | SY27310 | -33.8743 | 151.2057 | 1 | CS | 1 | Sheath Pit
12882 | 82232 | 1001381626 | SY53760 | -33.8745 | 151.2043 | 9 | CS | 2 | Vault
12883 | 82244 | 1001327392 | SY53763 | -33.8762 | 151.205 | 1 | CS | 1 | Standard
12884 | 82248 | 1001381627 | SY53765 | -33.8765 | 151.2046 | 9 | CS | 1 | Vault
12885 | 82247 | 1001381231 | SY53764 | -33.8764 | 151.2045 | 9 | CS | 1 | Vault
12886 | 2310180 | 1001631393 | SY27312 | -33.8775 | 151.2076 | 1 | CS | 1 | Sheath Pit
12887 | 2310181 | 1001637015 | SY27352 | -33.8776 | 151.2076 | 1 | CS | 1 | Sheath Pit
12888 | 82280 | 1001329045 | SY54443 | -33.8803 | 151.2015 | 1 | CS | 1 | Standard
12889 | 82264 | 1001381232 | SY55129 | -33.8786 | 151.2048 | 9 | CS | 1 | Vault
12890 | 82266 | 1001381628 | SY55130 | -33.8788 | 151.2048 | 9 | CS | 1 | Vault
12891 | 2310179 | 1001637016 | SY27353 | -33.8795 | 151.2078 | 1 | CS | 1 | Sheath Pit
12892 | 2310178 | 1001631394 | SY27313 | -33.8795 | 151.2077 | 1 | CS | 1 | Sheath Pit
12893 | 82878475 | 1001819968 | SY28007 | -33.8817 | 151.2023 | 1 | CS | 2 | Sheath Pit
12894 | 71848189 | 1001793372 | SY27717 | -33.8791 | 151.197 | 1 | CS | 1 | Sheath Pit
12895 | 71837224 | 1001793371 | SY27716 | -33.8826 | 151.1977 | 1 | CS | 1 | Sheath Pit
12896 | 71837170 | 1001793370 | SY27715 | -33.8833 | 151.1981 | 1 | CS | 1 | Sheath Pit
12897 | 545346 | 1001381615 | SY55224 | -33.8833 | 151.1985 | 1 | CS | 2 | Standard
12898 | 545349 | 1001381635 | SY55227 | -33.8835 | 151.1983 | 1 | CS | 2 | Standard
12899 | 545347 | 1001381228 | SY55225 | -33.8839 | 151.1983 | 1 | CS | 2 | Standard
12900 | 2490569 | 1001638460 | SY27358 | -33.8839 | 151.1982 | 1 | CS | 1 | Sheath Pit
12901 | 2490550 | 1001638461 | SY27359 | -33.8839 | 151.1985 | 1 | CS | 1 | Sheath Pit
12902 | 2649409 | 1001709567 | SY27572 | -33.8838 | 151.2154 | 1 | CS | 1 | Sheath Pit
12903 | 2649408 | 1001709566 | SY27571 | -33.8838 | 151.2154 | 1 | CS | 2 | Sheath Pit
12904 | 82262 | 1001381396 | SY55128 | -33.8784 | 151.211 | 1 | CS | 1 | Standard
12905 | 2065420 | 1001626913 | SY27299 | -33.88 | 151.211 | 1 | CS | 1 | Sheath Pit
12906 | 2065421 | 1001634982 | SY27338 | -33.88 | 151.211 | 1 | CS | 1 | Sheath Pit
12907 | 2310183 | 1001637017 | SY27354 | -33.8802 | 151.2102 | 1 | CS | 1 | Sheath Pit
12908 | 2310182 | 1001631396 | SY27315 | -33.8802 | 151.2102 | 1 | CS | 1 | Sheath Pit
12909 | 82275 | 1001323830 | SY55400 | -33.8797 | 151.2139 | 1 | CS | 1 | Standard
12910 | 2310173 | 1001631395 | SY27314 | -33.881 | 151.2117 | 1 | CS | 1 | Sheath Pit
12911 | 2310174 | 1001637018 | SY27355 | -33.8811 | 151.2117 | 1 | CS | 1 | Sheath Pit
12912 | 648394 | 1001709553 | SY27564 | -33.8826 | 151.2119 | 1 | CS | 1 | Sheath Pit
12913 | 2713817 | 1001709558 | SY27565 | -33.883 | 151.2095 | 1 | CS | 1 | Sheath Pit
12914 | 2713818 | 1001709559 | SY27566 | -33.883 | 151.2095 | 1 | CS | 1 | Sheath Pit
12915 | 2713820 | 1001709560 | SY27567 | -33.8848 | 151.2092 | 1 | CS | 1 | Sheath Pit
12916 | 2713819 | 1001709561 | SY27568 | -33.8848 | 151.2092 | 1 | CS | 1 | Sheath Pit
12917 | 82322 | 1001381039 | SY55568 | -33.8893 | 151.2114 | 1 | CS | 1 | Standard
12918 | 82319 | 1001327594 | SY55567 | -33.8892 | 151.2114 | 1 | CS | 1 | Standard
12919 | 82324 | 1001381040 | SY55570 | -33.8894 | 151.2113 | 1 | CS | 1 | Standard
12920 | 82323 | 1001381038 | SY55569 | -33.8893 | 151.2113 | 1 | CS | 1 | Standard
12921 | 2718124 | 1001709562 | SY27569 | -33.8867 | 151.208 | 1 | CS | 1 | Sheath Pit
12922 | 2718123 | 1001709563 | SY27570 | -33.8867 | 151.208 | 1 | CS | 1 | Sheath Pit
12923 | 82325 | 1001381045 | SY55571 | -33.8895 | 151.2112 | 1 | CS | 1 | Standard
12925 | 2649410 | 1001709569 | SY27574 | -33.886 | 151.2176 | 1 | CS | 1 | Sheath Pit
12926 | 2649412 | 1001709571 | SY27576 | -33.8869 | 151.2212 | 1 | CS | 1 | Sheath Pit
12927 | 2649413 | 1001709570 | SY27575 | -33.8869 | 151.2213 | 1 | CS | 1 | Sheath Pit
12928 | 2490552 | 1001638463 | SY27361 | -33.8869 | 151.1971 | 1 | CS | 1 | Sheath Pit
12929 | 2490561 | 1001638462 | SY27360 | -33.8866 | 151.1987 | 1 | CS | 1 | Sheath Pit
12930 | 2718129 | 1001826528 | SY28127 | -33.8928 | 151.2044 | 1 | CS | 1 | Sheath Pit
12931 | 2718131 | 1001826527 | SY28126 | -33.8928 | 151.2042 | 1 | CS | 1 | Sheath Pit
12932 | 2718127 | 1001826526 | SY28125 | -33.8906 | 151.2068 | 1 | CS | 1 | Sheath Pit
12933 | 2718128 | 1001826525 | SY28124 | -33.8907 | 151.2068 | 1 | CS | 1 | Sheath Pit
12934 | 2713821 | 1001826530 | SY28129 | -33.895 | 151.2017 | 1 | CS | 1 | Sheath Pit
12935 | 2713822 | 1001826529 | SY28128 | -33.8951 | 151.2017 | 1 | CS | 1 | Sheath Pit
12936 | 2490553 | 1001639782 | SY27363 | -33.8918 | 151.1961 | 1 | CS | 1 | Sheath Pit
12937 | 2490562 | 1001639781 | SY27362 | -33.8903 | 151.1996 | 1 | CS | 1 | Sheath Pit
12938 | 2490563 | 1001639783 | SY27364 | -33.8936 | 151.2004 | 1 | CS | 1 | Sheath Pit
12939 | 2627930 | 1002081753 | LE20523 | -33.884 | 151.1818 | 2 | CS | 1 | Comms
12940 | 2885568 | 1002081730 | LE20519 | -33.8846 | 151.1782 | 2 | CS | 1 | Comms
12941 | 2876985 | 1002081728 | LE20517 | -33.8849 | 151.1776 | 2 | CS | 1 | Comms
12942 | 2627929 | 1002081761 | LE20529 | -33.8776 | 151.1921 | 2 | CS | 1 | Comms
12943 | 2752457 | 1002081758 | LE20528 | -33.8791 | 151.1908 | 2 | CS | 1 | Comms
12944 | 2752456 | 1002081757 | LE20527 | -33.8793 | 151.1903 | 2 | CS | 1 | Comms
12945 | 2752454 | 1002081755 | LE20525 | -33.8812 | 151.1869 | 2 | CS | 1 | Comms
12946 | 2752455 | 1002081756 | LE20526 | -33.8811 | 151.1872 | 2 | CS | 1 | Comms
12947 | 2726690 | 1002081754 | LE20524 | -33.8837 | 151.1824 | 2 | CS | 1 | Comms
12948 | 82116 | 1001381033 | SY53948 | -33.867 | 151.2264 | 1 | CS | 1 | Standard
12949 | 82126 | 1001381034 | SY53949 | -33.8679 | 151.2271 | 1 | CS | 1 | Standard
12950 | 82261 | 1001381046 | SY55896 | -33.878 | 151.271 | 1 | CS | 1 | Standard
12951 | 82304 | 1001381650 | SY55739 | -33.8861 | 151.2442 | 9 | CS | 1 | Vault
12952 | 2490575 | 1001639786 | SY27367 | -33.8859 | 151.2465 | 1 | CS | 1 | Sheath Pit
12953 | 2490574 | 1001638464 | SY27368 | -33.8892 | 151.247 | 1 | Not CS | 0 | Sheath Pit
12954 | 82318 | 1001319560 | SY55825 | -33.8891 | 151.2469 | 1 | CS | 1 | Standard
12955 | 82347 | 1001791091 | SY27694 | -33.893 | 151.2472 | 1 | CS | 1 | Sheath Pit
12957 | 2649402 | 1001708738 | SY27582 | -33.8888 | 151.2351 | 1 | CS | 1 | Sheath Pit
12958 | 2649399 | 1001709574 | SY27578 | -33.8878 | 151.2406 | 1 | CS | 1 | Sheath Pit
12960 | 82315 | 1003885170 | SY31162 | -33.8883 | 151.2263 | 9 | CS | 1 | Vault
12962 | 2688045 | 1001708736 | SY27580 | -33.89 | 151.231 | 1 | CS | 1 | Sheath Pit
12963 | 2490573 | 1001638465 | SY27369 | -33.8983 | 151.2461 | 1 | CS | 1 | Sheath Pit
12964 | 2881284 | 1001790264 | SY27686 | -33.9068 | 151.2361 | 1 | CS | 1 | Sheath Pit
12965 | 2881285 | 1001790265 | SY27687 | -33.9068 | 151.2362 | 1 | CS | 1 | Sheath Pit
12966 | 2490572 | 1001639811 | SY27375 | -33.9035 | 151.2471 | 1 | CS | 1 | Sheath Pit
12967 | 2881279 | 1001790267 | SY27689 | -33.9075 | 151.2415 | 1 | CS | 2 | Sheath Pit
12968 | 2481983 | 1001790266 | SY27688 | -33.9075 | 151.2415 | 1 | CS | 2 | Sheath Pit
12969 | 2481985 | 1001789716 | SY27690 | -33.909 | 151.2449 | 1 | CS | 1 | Sheath Pit
12970 | 2481986 | 1001789717 | SY27691 | -33.909 | 151.2449 | 1 | CS | 2 | Sheath Pit
12971 | 2881281 | 1001789715 | SY27683 | -33.9047 | 151.2251 | 1 | CS | 2 | Sheath Pit
12972 | 2481981 | 1001789714 | SY27682 | -33.9047 | 151.2251 | 1 | CS | 1 | Sheath Pit
12973 | 2881282 | 1001790263 | SY27685 | -33.9062 | 151.2306 | 1 | CS | 2 | Sheath Pit
12974 | 2481987 | 1001790262 | SY27684 | -33.9062 | 151.2306 | 1 | CS | 2 | Sheath Pit
12975 | 2490544 | 1001625980 | MA13356 | -33.9235 | 151.2259 | 1 | CS | 1 | Sheath Pit
12976 | 2490545 | 1001625979 | MA13355 | -33.9234 | 151.2223 | 1 | CS | 1 | Sheath Pit
12977 | 2511998 | 1001627907 | MA13378 | -33.9312 | 151.234 | 1 | CS | 2 | Sheath Pit
12978 | 2511999 | 1001627923 | MA13379 | -33.9342 | 151.2343 | 1 | CS | 1 | Sheath Pit
12979 | 2512000 | 1001627924 | MA13380 | -33.9368 | 151.2356 | 1 | CS | 1 | Sheath Pit
12980 | 2490543 | 1001625981 | MA13357 | -33.926 | 151.2276 | 1 | Not CS | 0 | Sheath Pit
12981 | 1739071 | 1001708742 | MA13516 | -33.9277 | 151.2301 | 1 | CS | 1 | Sheath Pit
12982 | 82509 | 1001321598 | MA20036 | -33.9275 | 151.2296 | 9 | CS | 1 | Vault
12983 | 1769133 | 1001627018 | MA13365 | -33.9275 | 151.2297 | 1 | CS | 1 | Sheath Pit
12984 | 2511997 | 1001627906 | MA13377 | -33.9294 | 151.2319 | 1 | CS | 1 | Sheath Pit
12985 | 2507710 | 1001636427 | LE01955 | -33.9055 | 151.1689 | 1 | CS | 1 | Sheath Pit
12986 | 2507709 | 1001636428 | LE01956 | -33.9055 | 151.1689 | 1 | CS | 1 | Sheath Pit
12987 | 2490557 | 1001639571 | LE05295 | -33.8999 | 151.1951 | 1 | CS | 1 | Sheath Pit
12988 | 2490558 | 1001639570 | LE05294 | -33.9034 | 151.1933 | 1 | CS | 1 | Sheath Pit
12989 | 2713811 | 1001826553 | SY28136 | -33.9041 | 151.1939 | 1 | CS | 1 | Sheath Pit
12990 | 2713812 | 1001826552 | SY28135 | -33.9041 | 151.1938 | 1 | CS | 1 | Sheath Pit
12991 | 2928511 | 1001741322 | LE19664 | -33.9046 | 151.1935 | 1 | CS | 1 | Sheath Pit
12992 | 2928512 | 1001639569 | LE05293 | -33.9046 | 151.1934 | 1 | CS | 1 | Sheath Pit
12993 | 2567835 | 1001639558 | LE03592 | -33.9073 | 151.1847 | 1 | CS | 1 | Sheath Pit
12994 | 2567836 | 1001639557 | LE03591 | -33.9073 | 151.1847 | 1 | CS | 1 | Sheath Pit
12995 | 2567833 | 1001639562 | LE03596 | -33.9069 | 151.1877 | 1 | CS | 1 | Sheath Pit
12996 | 2567834 | 1001639561 | LE03595 | -33.907 | 151.1877 | 1 | CS | 1 | Sheath Pit
12997 | 76275784 | 1001819938 | LE19803 | -33.9085 | 151.1889 | 1 | CS | 1 | Sheath Pit
12998 | 74180171 | 1003164306 | LE34384 | -33.9086 | 151.1889 | 2 | CS | 1 | Comms
12999 | 2481973 | 1001639568 | LE05292 | -33.9073 | 151.1934 | 1 | CS | 1 | Sheath Pit
13000 | 2481970 | 1001639792 | SY27374 | -33.9097 | 151.1962 | 1 | CS | 1 | Sheath Pit
13001 | 2567831 | 1001639567 | LE05291 | -33.9077 | 151.1899 | 1 | CS | 1 | Sheath Pit
13002 | 2567832 | 1001639566 | LE05290 | -33.9077 | 151.19 | 1 | CS | 1 | Sheath Pit
13003 | 2567825 | 1001639565 | LE05289 | -33.9077 | 151.1905 | 1 | CS | 1 | Sheath Pit
13004 | 2567824 | 1001639564 | LE05288 | -33.9077 | 151.1905 | 1 | CS | 1 | Sheath Pit
13005 | 2881274 | 1001826574 | LE19844 | -33.908 | 151.1901 | 1 | CS | 1 | Sheath Pit
13006 | 2881276 | 1001826573 | LE19843 | -33.9081 | 151.1901 | 1 | CS | 1 | Sheath Pit
13007 | 2567819 | 1001639559 | LE03593 | -33.9105 | 151.19 | 1 | CS | 1 | Sheath Pit
13008 | 2567830 | 1001639526 | LELE035 | -33.9111 | 151.1895 | 1 | CS | 1 | Sheath Pit
13009 | 2567829 | 1001639525 | LE03585 | -33.9111 | 151.1895 | 1 | CS | 1 | Sheath Pit
13010 | 2481969 | 1001639524 | LE03584 | -33.9128 | 151.1932 | 1 | CS | 1 | Sheath Pit
13011 | 2481971 | 1001639563 | LE03597 | -33.9106 | 151.1951 | 1 | CS | 1 | Sheath Pit
13012 | 2481965 | 1001702230 | LE19595 | -33.9143 | 151.1905 | 1 | CS | 1 | Sheath Pit
13013 | 2490549 | 1001639522 | LE03582 | -33.915 | 151.1914 | 1 | CS | 1 | Sheath Pit
13014 | 2481968 | 1001639523 | LE03583 | -33.9161 | 151.1902 | 1 | CS | 1 | Sheath Pit
13015 | 76041039 | 1001819939 | LE19804 | -33.9114 | 151.1876 | 1 | CS | 1 | Sheath Pit
13016 | 2881278 | 1001826576 | LE19846 | -33.9121 | 151.187 | 1 | CS | 1 | Sheath Pit
13017 | 2713815 | 1001826575 | LE19845 | -33.9122 | 151.187 | 1 | CS | 1 | Sheath Pit
13018 | 2975748 | 1001816720 | LE19795 | -33.9144 | 151.1829 | 1 | CS | 1 | Sheath Pit
13019 | 2975746 | 1003158197 | LE30524 | -33.9144 | 151.1829 | 2 | CS | 1 | Comms
13020 | 2975747 | 1001816719 | LE19793 | -33.9144 | 151.1829 | 1 | CS | 1 | Sheath Pit
13021 | 74277534 | 1001819940 | LE19805 | -33.9143 | 151.1856 | 1 | CS | 1 | Sheath Pit
13022 | 83612739 | 1001826578 | LE19848 | -33.9157 | 151.1854 | 1 | CS | 1 | Sheath Pit
13023 | 83612775 | 1001826721 | LE19849 | -33.9157 | 151.1854 | 1 | CS | 1 | Sheath Pit
13024 | 2490576 | 1001871988 | LE20288 | -33.9159 | 151.1856 | 9 | CS | 1 | Vault
13025 | 2876988 | 1001738492 | LE19661 | -33.9164 | 151.185 | 1 | CS | 1 | Sheath Pit
13026 | 2876989 | 1001738491 | LE19660 | -33.9164 | 151.185 | 1 | CS | 1 | Sheath Pit
13027 | 2876991 | 1001737388 | LE19662 | -33.9164 | 151.185 | 1 | CS | 1 | Standard
13028 | 2876990 | 1001737389 | LE19663 | -33.9164 | 151.185 | 1 | CS | 2 | Standard
13029 | 2507708 | 1001636446 | LE01957 | -33.9076 | 151.1755 | 1 | CS | 1 | Sheath Pit
13030 | 2507707 | 1001636447 | LE01958 | -33.9076 | 151.1755 | 1 | CS | 1 | Sheath Pit
13031 | 2967166 | 1001816711 | LE19785 | -33.9085 | 151.1721 | 1 | CS | 1 | Sheath Pit
13032 | 2967168 | 1003158188 | LE29781 | -33.9085 | 151.172 | 2 | CS | 2 | Comms
13033 | 2967167 | 1001816712 | LE19786 | -33.9085 | 151.1721 | 1 | CS | 1 | Sheath Pit
13034 | 2975744 | 1001816717 | LE19792 | -33.9103 | 151.1813 | 1 | CS | 1 | Sheath Pit
13035 | 2975743 | 1001816716 | LE19789 | -33.9103 | 151.1813 | 1 | CS | 1 | Sheath Pit
13036 | 2967169 | 1001816713 | LE19787 | -33.9095 | 151.1779 | 1 | CS | 1 | Sheath Pit
13037 | 2967171 | 1003158195 | LE29794 | -33.9095 | 151.1778 | 2 | CS | 1 | Comms
13038 | 2967170 | 1001816714 | LE19788 | -33.9095 | 151.1779 | 1 | CS | 1 | Sheath Pit
13039 | 2606462 | 1001639531 | LE03589 | -33.9142 | 151.1697 | 1 | CS | 1 | Sheath Pit
13040 | 2606463 | 1001639532 | LE03590 | -33.9142 | 151.1696 | 1 | CS | 1 | Sheath Pit
13041 | 2490566 | 1001639785 | SY27366 | -33.8974 | 151.2005 | 1 | CS | 2 | Sheath Pit
13042 | 2490556 | 1001639784 | SY27365 | -33.8964 | 151.1973 | 1 | CS | 2 | Sheath Pit
13043 | 2713813 | 1001826550 | SY28133 | -33.9014 | 151.1978 | 1 | CS | 1 | Sheath Pit
13044 | 2713824 | 1001826537 | SY28131 | -33.8987 | 151.2005 | 1 | CS | 1 | Sheath Pit
13045 | 2713823 | 1001826538 | SY28132 | -33.8987 | 151.2006 | 1 | CS | 1 | Sheath Pit
13046 | 2490567 | 1001639788 | SY27370 | -33.8998 | 151.1992 | 1 | CS | 1 | Sheath Pit
13047 | 2490568 | 1001639790 | SY27372 | -33.9036 | 151.2008 | 1 | CS | 1 | Sheath Pit
13048 | 71946751 | 1001792035 | SY27692 | -33.9025 | 151.1973 | 1 | Not CS | 0 | Sheath Pit
13049 | 2567822 | 1001639789 | SY27371 | -33.9026 | 151.1971 | 1 | CS | 1 | Sheath Pit
13050 | 2481988 | 1001789708 | SY27680 | -33.9041 | 151.2162 | 1 | CS | 1 | Sheath Pit
13051 | 2481980 | 1001789709 | SY27681 | -33.904 | 151.2162 | 1 | CS | 1 | Sheath Pit
13052 | 2481978 | 1001789705 | SY27678 | -33.9033 | 151.21 | 1 | CS | 1 | Standard
13053 | 2881280 | 1001789706 | SY27679 | -33.9033 | 151.21 | 1 | CS | 2 | Standard
13054 | 2481974 | 1001639791 | SY27373 | -33.906 | 151.1981 | 1 | CS | 1 | Sheath Pit
13055 | 2481962 | 1001627022 | SY27287 | -33.9217 | 151.1973 | 1 | CS | 2 | Sheath Pit
13056 | 82487 | 1001381017 | SY56172 | -33.9215 | 151.1963 | 1 | CS | 1 | Standard
13057 | 2481963 | 1001627023 | SY27288 | -33.9212 | 151.2016 | 1 | CS | 1 | Sheath Pit
13058 | 2490546 | 1001627026 | SY27290 | -33.9219 | 151.2186 | 1 | CS | 1 | Sheath Pit
13059 | 2490548 | 1001625977 | MA13353 | -33.9226 | 151.2116 | 1 | CS | 1 | Sheath Pit
13060 | 2490547 | 1001625978 | MA13354 | -33.9239 | 151.2156 | 1 | CS | 1 | Sheath Pit
13061 | 2606458 | 1001639529 | LE03587 | -33.9183 | 151.1772 | 1 | CS | 1 | Sheath Pit
13062 | 2606459 | 1001639530 | LE03588 | -33.9182 | 151.1771 | 1 | CS | 1 | Sheath Pit
13063 | 283404 | 1001381027 | KO40041 | -33.9264 | 151.1761 | 1 | CS | 2 | Standard
13064 | 283405 | 1001381028 | KO40042 | -33.9264 | 151.176 | 1 | CS | 2 | Standard
13065 | 283406 | 1001381029 | KO40043 | -33.927 | 151.1721 | 1 | CS | 2 | Standard
13066 | 2481960 | 1001626186 | LE01905 | -33.9183 | 151.1885 | 1 | CS | 1 | Sheath Pit
13067 | 2378880 | 1001636448 | LE01959 | -33.9182 | 151.1859 | 1 | CS | 1 | Sheath Pit
13068 | 2378881 | 1001636449 | LE01960 | -33.9181 | 151.1859 | 1 | CS | 1 | Sheath Pit
13069 | 2481961 | 1001626187 | LE01906 | -33.9208 | 151.1912 | 1 | CS | 1 | Sheath Pit
13070 | 2361704 | 1001638014 | KO12380 | -33.9225 | 151.1842 | 1 | CS | 1 | Sheath Pit
13071 | 2361705 | 1001638013 | KO12379 | -33.9226 | 151.1842 | 1 | CS | 1 | Sheath Pit
13072 | 2361707 | 1001791255 | KO12576 | -33.9243 | 151.1874 | 1 | CS | 1 | Standard
13073 | 2361708 | 1001638012 | KO12378 | -33.9243 | 151.1874 | 1 | CS | 1 | Sheath Pit
13074 | 2361709 | 1001638011 | KO12377 | -33.9243 | 151.1874 | 1 | CS | 1 | Sheath Pit
13075 | 2361710 | 1001638010 | KO12376 | -33.927 | 151.1877 | 1 | CS | 1 | Sheath Pit
13076 | 2361711 | 1001638008 | KO12375 | -33.927 | 151.1877 | 1 | CS | 1 | Sheath Pit
13077 | 2361712 | 1001638006 | KO12373 | -33.9314 | 151.1865 | 1 | CS | 1 | Sheath Pit
13078 | 2361713 | 1001638007 | KO12374 | -33.9313 | 151.1865 | 1 | CS | 2 | Sheath Pit
13079 | 2361714 | 1001638005 | Unknown Pit | -33.9326 | 151.1908 | 1 | CS | 2 | Sheath Pit
13080 | 2361715 | 1001638004 | Unknown Pit | -33.9327 | 151.1909 | 1 | CS | 2 | Sheath Pit
13081 | 2361716 | 1001639035 | KO12382 | -33.9352 | 151.1933 | 1 | CS | 2 | Sheath Pit
13082 | 2361717 | 1001639034 | KO12381 | -33.9353 | 151.1933 | 1 | CS | 1 | Sheath Pit
13083 | 2567814 | 1001638026 | KO12387 | -33.9385 | 151.1938 | 1 | CS | 2 | Sheath Pit
13084 | 2567813 | 1001638027 | KO12388 | -33.9385 | 151.194 | 1 | CS | 2 | Sheath Pit
13085 | 2404644 | 1001638028 | KO12389 | -33.9406 | 151.1957 | 1 | CS | 1 | Sheath Pit
13086 | 2404643 | 1001638029 | KO12390 | -33.9406 | 151.1955 | 1 | CS | 1 | Sheath Pit
13087 | 2404676 | 1001638024 | KO12385 | -33.941 | 151.1926 | 1 | CS | 2 | Sheath Pit
13088 | 2404675 | 1001638025 | KO12386 | -33.9412 | 151.1926 | 1 | CS | 1 | Sheath Pit
13090 | 2404680 | 1001638058 | KO12423 | -33.9449 | 151.1866 | 1 | CS | 1 | Sheath Pit
13091 | 2404678 | 1001638022 | KO12383 | -33.9439 | 151.1908 | 1 | CS | 1 | Sheath Pit
13092 | 2404677 | 1001638023 | KO12384 | -33.9439 | 151.1906 | 1 | CS | 1 | Sheath Pit
13093 | 2404685 | 1001638052 | KO12417 | -33.9458 | 151.1733 | 1 | CS | 1 | Sheath Pit
13094 | 2404684 | 1001638055 | KO12420 | -33.9458 | 151.1779 | 1 | CS | 1 | Sheath Pit
13095 | 2404686 | 1001638053 | KO12418 | -33.9459 | 151.1732 | 1 | CS | 1 | Sheath Pit
13096 | 2404681 | 1001638057 | KO12422 | -33.9455 | 151.1825 | 1 | CS | 1 | Sheath Pit
13097 | 2404682 | 1001638056 | KO12421 | -33.9455 | 151.1826 | 1 | CS | 2 | Sheath Pit
13098 | 2404683 | 1001638054 | KO12419 | -33.9457 | 151.178 | 1 | CS | 1 | Sheath Pit
13099 | 2404646 | 1001636564 | MA13397 | -33.9397 | 151.2 | 1 | CS | 2 | Sheath Pit
13100 | 2404645 | 1001636563 | MA13396 | -33.9396 | 151.2002 | 1 | CS | 1 | Sheath Pit
13101 | 2404647 | 1001636566 | MA13399 | -33.9418 | 151.2023 | 1 | CS | 2 | Sheath Pit
13102 | 2404648 | 1001636565 | MA13398 | -33.9419 | 151.2024 | 1 | CS | 1 | Sheath Pit
13103 | 2404655 | 1001636574 | MA13493 | -33.9501 | 151.2133 | 1 | CS | 1 | Sheath Pit
13104 | 2404656 | 1001636573 | MA13492 | -33.9502 | 151.2134 | 1 | CS | 1 | Sheath Pit
13105 | 2404670 | 1001792484 | MA13536 | -33.9531 | 151.216 | 1 | CS | 2 | Standard
13106 | 2404668 | 1001636576 | MA13495 | -33.9531 | 151.216 | 1 | CS | 1 | Sheath Pit
13107 | 2404667 | 1001636575 | MA13494 | -33.9531 | 151.216 | 1 | CS | 1 | Sheath Pit
13108 | 2404651 | 1001636570 | MA13489 | -33.9454 | 151.2078 | 1 | CS | 2 | Sheath Pit
13109 | 2404652 | 1001636569 | MA13488 | -33.9455 | 151.2078 | 1 | CS | 1 | Sheath Pit
13110 | 2404654 | 1001636571 | MA13490 | -33.9483 | 151.2095 | 1 | CS | 1 | Sheath Pit
13111 | 2404653 | 1001636572 | MA13491 | -33.9483 | 151.2095 | 1 | CS | 1 | Sheath Pit
13112 | 2404672 | 1001636578 | MA13497 | -33.9569 | 151.2189 | 1 | CS | 1 | Sheath Pit
13113 | 2404673 | 1001636577 | MA13496 | -33.9569 | 151.2189 | 1 | CS | 1 | Sheath Pit
13114 | 2404658 | 1001636579 | MA13498 | -33.9592 | 151.2216 | 1 | CS | 1 | Sheath Pit
13115 | 2404657 | 1001636580 | MA13499 | -33.9592 | 151.2215 | 1 | CS | 1 | Sheath Pit
13116 | 2404659 | 1001636582 | MA13501 | -33.9605 | 151.2251 | 1 | CS | 1 | Sheath Pit
13117 | 2404660 | 1001636581 | MA13500 | -33.9606 | 151.2251 | 1 | CS | 1 | Sheath Pit
13118 | 2512001 | 1001627925 | MA13381 | -33.9407 | 151.2348 | 1 | CS | 1 | Sheath Pit
13119 | 2361701 | 1001626864 | MA13375 | -33.9522 | 151.2369 | 1 | CS | 1 | Sheath Pit
13120 | 82624 | 1001218997 | MA20106 | -33.9555 | 151.2335 | 1 | CS | 2 | Standard
13121 | 2361702 | 1001627904 | MA13376 | -33.9591 | 151.2315 | 1 | CS | 1 | Sheath Pit
13122 | 2404661 | 1001636584 | MA13503 | -33.9636 | 151.2264 | 1 | CS | 1 | Sheath Pit
13123 | 2404662 | 1001636583 | MA13502 | -33.9637 | 151.2265 | 1 | CS | 1 | Sheath Pit
13124 | 2404664 | 1001636586 | MA13505 | -33.967 | 151.2281 | 1 | CS | 1 | Sheath Pit
13125 | 2404663 | 1001636585 | MA13504 | -33.9671 | 151.2282 | 1 | CS | 1 | Sheath Pit
13126 | 2404665 | 1001639133 | MA13507 | -33.9684 | 151.2284 | 1 | CS | 1 | Sheath Pit
13127 | 2404666 | 1001639703 | MA13509 | -33.9686 | 151.2284 | 1 | CS | 1 | Sheath Pit
13128 | 82689 | 1001319848 | MA20132 | -33.9683 | 151.2293 | 1 | CS | 1 | Standard
13129 | 2361703 | 1001638421 | MA13508 | -33.9647 | 151.2315 | 1 | CS | 1 | Sheath Pit
13130 | 82688 | 1001321002 | MA20131 | -33.9683 | 151.2295 | 1 | CS | 1 | Standard
13131 | 82687 | 1001319997 | MA20130 | -33.9683 | 151.2296 | 1 | CS | 1 | Standard
13132 | 1979539 | 1001543170 | MA13017 | -33.9715 | 151.2353 | 1 | CS | 1 | Sheath Pit
13133 | 1979540 | 1001543163 | MA13015 | -33.9715 | 151.2353 | 1 | CS | 1 | Sheath Pit
13134 | 82704 | 1001319991 | MA20127 | -33.9715 | 151.2276 | 1 | CS | 1 | Standard
13135 | 2013890 | 1001544061 | MA13013 | -33.9802 | 151.2367 | 1 | CS | 1 | Sheath Pit
13136 | 2013891 | 1001543171 | MA13018 | -33.9803 | 151.2367 | 1 | CS | 1 | Sheath Pit
13137 | 2061124 | 1001543173 | MA13019 | -33.9883 | 151.2333 | 1 | CS | 1 | Sheath Pit
13138 | 2271526 | 1001544062 | MA13014 | -33.9883 | 151.2334 | 1 | CS | 1 | Sheath Pit
13139 | 2245762 | 1001543174 | KL00498 | -34.0069 | 151.2153 | 1 | CS | 1 | Sheath Pit
13140 | 2271529 | 1001543166 | KL00495 | -34.0068 | 151.2154 | 1 | CS | 1 | Sheath Pit
13141 | 2013887 | 1001543167 | KL00496 | -34.0091 | 151.2113 | 1 | CS | 1 | Sheath Pit
13142 | 2013888 | 1001543176 | KL00499 | -34.0091 | 151.2113 | 1 | CS | 1 | Sheath Pit
13143 | 1979537 | 1001543177 | KL00500 | -34.0128 | 151.2089 | 1 | CS | 1 | Sheath Pit
13144 | 1979536 | 1001543168 | KL00497 | -34.0128 | 151.2089 | 1 | CS | 1 | Sheath Pit
13145 | 2700928 | 1001709585 | RP21192 | -33.8887 | 151.0394 | 1 | CS | 3 | Sheath Pit
13146 | 2700929 | 1001709584 | RP21191 | -33.8888 | 151.0394 | 1 | CS | 3 | Sheath Pit
13147 | 1958069 | 1001709587 | RP21194 | -33.8923 | 151.0388 | 1 | CS | 4 | Sheath Pit
13148 | 1958070 | 1001709586 | RP21193 | -33.8924 | 151.0387 | 1 | CS | 4 | Sheath Pit
13149 | 2700930 | 1001709589 | RP21196 | -33.896 | 151.038 | 1 | CS | 1 | Sheath Pit
13150 | 2700931 | 1001709588 | RP21195 | -33.8961 | 151.038 | 1 | CS | 1 | Sheath Pit
13151 | 2700933 | 1001709590 | RP21197 | -33.8993 | 151.0384 | 1 | CS | 4 | Sheath Pit
13152 | 2700932 | 1001709591 | RP21198 | -33.8992 | 151.0383 | 1 | CS | 4 | Sheath Pit
13153 | 2507714 | 1001639742 | RP18362 | -33.8781 | 151.0755 | 1 | CS | 1 | Sheath Pit
13154 | 2507713 | 1001639743 | RP18363 | -33.8781 | 151.0755 | 1 | CS | 1 | Sheath Pit
13155 | 82273 | 1001321830 | RP30120 | -33.8796 | 151.0683 | 1 | CS | 1 | Standard
13156 | 2520591 | 1001639740 | RP18360 | -33.8808 | 151.0738 | 1 | CS | 1 | Sheath Pit
13157 | 2520592 | 1001639741 | RP18361 | -33.8808 | 151.0738 | 1 | CS | 1 | Sheath Pit
13158 | 2520593 | 1001639738 | RP18358 | -33.8801 | 151.0692 | 1 | CS | 1 | Sheath Pit
13159 | 2520594 | 1001639739 | RP18359 | -33.8801 | 151.0692 | 1 | CS | 1 | Sheath Pit
13160 | 82298 | 1001321861 | RP30129 | -33.8854 | 151.0691 | 1 | CS | 1 | Standard
13161 | 82299 | 1001321866 | RP30130 | -33.8857 | 151.0687 | 1 | CS | 1 | Standard
13162 | 2520597 | 1001639744 | RP18364 | -33.8814 | 151.0783 | 1 | CS | 1 | Sheath Pit
13163 | 2520598 | 1001639745 | RP18365 | -33.8814 | 151.0783 | 1 | CS | 1 | Sheath Pit
13164 | 2507718 | 1001639747 | RP18366 | -33.8791 | 151.0873 | 1 | CS | 1 | Sheath Pit
13165 | 2507719 | 1001639748 | RP18367 | -33.8792 | 151.0873 | 1 | CS | 1 | Sheath Pit
13166 | 2520600 | 1001639749 | RP18368 | -33.8862 | 151.0847 | 1 | CS | 1 | Sheath Pit
13167 | 2520599 | 1001639750 | RP18369 | -33.8862 | 151.0847 | 1 | CS | 1 | Sheath Pit
13168 | 82345 | 1001381106 | RP30142 | -33.8931 | 151.0894 | 1 | Not CS | 0 | Standard
13169 | 82346 | 1001381107 | RP30143 | -33.8932 | 151.0894 | 1 | Not CS | 0 | Standard
13170 | 1958064 | 1001708740 | RP21190 | -33.888 | 151.0416 | 1 | CS | 4 | Sheath Pit
13171 | 1958066 | 1001708739 | RP21189 | -33.888 | 151.0416 | 1 | CS | 2 | Sheath Pit
13172 | 532456 | 1001321789 | RP30115 | -33.8955 | 151.0517 | 1 | CS | 3 | Standard
13173 | 532457 | 1001321794 | RP30116 | -33.8954 | 151.0517 | 1 | CS | 4 | Standard
13174 | 2700934 | 1001709593 | RP21200 | -33.9017 | 151.0397 | 1 | CS | 2 | Sheath Pit
13175 | 2700935 | 1001709592 | RP21199 | -33.9019 | 151.0396 | 1 | CS | 1 | Sheath Pit
13176 | 2550662 | 1001639752 | RP18372 | -33.9067 | 151.0422 | 1 | CS | 1 | Sheath Pit
13177 | 2550661 | 1001639753 | RP18373 | -33.9067 | 151.0421 | 1 | CS | 1 | Sheath Pit
13178 | 2550663 | 1001639754 | RP18374 | -33.9111 | 151.0443 | 1 | CS | 2 | Sheath Pit
13179 | 2550664 | 1001639755 | RP18375 | -33.9111 | 151.0442 | 1 | CS | 3 | Sheath Pit
13180 | 2550666 | 1001639757 | RP18377 | -33.9156 | 151.0459 | 1 | CS | 3 | Sheath Pit
13181 | 2550665 | 1001639756 | RP18376 | -33.9156 | 151.0459 | 1 | CS | 2 | Sheath Pit
13182 | 2550668 | 1001639759 | RP18379 | -33.9218 | 151.0447 | 1 | CS | 1 | Sheath Pit
13183 | 2550667 | 1001639758 | RP18378 | -33.9218 | 151.0447 | 1 | CS | 1 | Sheath Pit
13184 | 2550670 | 1001639728 | PE20711 | -33.9264 | 151.0441 | 1 | CS | 1 | Sheath Pit
13185 | 2550669 | 1001639727 | PE20710 | -33.9264 | 151.0441 | 1 | CS | 1 | Sheath Pit
13186 | 2636518 | 1001709595 | PE20743 | -33.9307 | 151.0432 | 1 | CS | 1 | Sheath Pit
13187 | 2636517 | 1001709596 | PE20744 | -33.9307 | 151.0432 | 1 | CS | 1 | Sheath Pit
13188 | 82536 | 1001381113 | PE40034 | -33.9364 | 151.0625 | 1 | CS | 1 | Standard
13189 | 3005802 | 1003157511 | PE20862 | -33.9366 | 151.0624 | 2 | CS | 2 | Comms
13190 | 2636520 | 1001709598 | PE20746 | -33.9347 | 151.0409 | 1 | CS | 1 | Sheath Pit
13191 | 2636519 | 1001709597 | PE20745 | -33.9347 | 151.0409 | 1 | CS | 4 | Sheath Pit
13192 | 2507700 | 1001636558 | RP18352 | -33.8705 | 151.0948 | 1 | Not CS | 0 | Sheath Pit
13193 | 2507701 | 1001636559 | RP18353 | -33.8706 | 151.0948 | 1 | Not CS | 0 | Sheath Pit
13194 | 111794835 | 1003211409 | LE35948 | -33.8733 | 151.1346 | 2 | CS | 2 | Comms
13195 | 112566081 | 1003206721 | LE35878 | -33.8748 | 151.1299 | 1 | CS | 1 | Sheath Pit
13196 | 113861747 | 1003211411 | LE35949 | -33.8758 | 151.1286 | 2 | CS | 1 | Comms
13197 | 108434884 | 1003206719 | LE35877 | -33.8693 | 151.1135 | 1 | Not CS | 0 | Sheath Pit
13198 | 106323914 | 1003206728 | LE35880 | -33.8739 | 151.1171 | 1 | CS | 1 | Sheath Pit
13199 | 107251977 | 1003185677 | LE35600 | -33.8718 | 151.1129 | 2 | CS | 1 | Comms
13200 | 2550653 | 1001639394 | LE01975 | -33.8849 | 151.1072 | 1 | CS | 1 | Sheath Pit
13201 | 2550654 | 1001639395 | LE01977 | -33.8849 | 151.1072 | 1 | CS | 1 | Sheath Pit
13202 | 82361 | 1001381108 | LE50527 | -33.897 | 151.1359 | 1 | Not CS | 0 | Standard
13203 | 2550647 | 1001639424 | LE01989 | -33.8952 | 151.1252 | 1 | CS | 1 | Sheath Pit
13204 | 2550646 | 1001639423 | LE01988 | -33.8952 | 151.1252 | 1 | CS | 1 | Sheath Pit
13205 | 2550651 | 1001638272 | LE01980 | -33.8898 | 151.1077 | 1 | CS | 1 | Sheath Pit
13206 | 2550652 | 1001638273 | LE01981 | -33.8898 | 151.1077 | 1 | CS | 1 | Sheath Pit
13207 | 2550648 | 1001639421 | LE01986 | -33.8916 | 151.1186 | 1 | CS | 1 | Sheath Pit
13208 | 2550649 | 1001639422 | LE01987 | -33.8916 | 151.1186 | 1 | CS | 1 | Sheath Pit
13209 | 2576405 | 1001638276 | LE01984 | -33.8988 | 151.111 | 1 | CS | 3 | Sheath Pit
13210 | 2576406 | 1001638277 | LE01985 | -33.8989 | 151.111 | 1 | CS | 4 | Sheath Pit
13211 | 2507716 | 1001639390 | LE01971 | -33.8806 | 151.0995 | 1 | CS | 1 | Sheath Pit
13212 | 2507717 | 1001639391 | LE01972 | -33.8807 | 151.0995 | 1 | CS | 1 | Sheath Pit
13213 | 2550656 | 1001639392 | LE01973 | -33.8813 | 151.1053 | 1 | CS | 1 | Sheath Pit
13214 | 2550655 | 1001639393 | LE01974 | -33.8814 | 151.1053 | 1 | CS | 1 | Sheath Pit
13215 | 2520607 | 1001638271 | LE01979 | -33.8921 | 151.1025 | 1 | CS | 1 | Sheath Pit
13216 | 2520606 | 1001638270 | LE01978 | -33.8921 | 151.1025 | 1 | CS | 1 | Sheath Pit
13217 | 2520608 | 1001638274 | LE01982 | -33.8983 | 151.1036 | 1 | CS | 1 | Sheath Pit
13218 | 2520609 | 1001638275 | LE01983 | -33.8983 | 151.1036 | 1 | CS | 1 | Sheath Pit
13219 | 2520602 | 1001638444 | RP18370 | -33.8897 | 151.092 | 1 | CS | 1 | Sheath Pit
13220 | 2520603 | 1001638445 | RP18371 | -33.8897 | 151.092 | 1 | CS | 1 | Sheath Pit
13221 | 106994510 | 1003206729 | LE35881 | -33.8743 | 151.1584 | 1 | CS | 1 | Sheath Pit
13222 | 110622470 | 1003206726 | LE35879 | -33.8758 | 151.1371 | 1 | CS | 1 | Sheath Pit
13223 | 2756752 | 1001708743 | LE19633 | -33.8679 | 151.1651 | 1 | CS | 1 | Sheath Pit
13224 | 108632956 | 1003205355 | LE35865 | -33.87 | 151.1591 | 2 | CS | 1 | Comms
13225 | 105140797 | 1003205395 | LE35868 | -33.8742 | 151.16 | 2 | CS | 1 | Comms
13226 | 103249219 | 1003205396 | LE35867 | -33.8759 | 151.1575 | 2 | CS | 2 | Comms
13227 | 110622590 | 1003206711 | LE35874 | -33.8792 | 151.1454 | 1 | CS | 2 | Sheath Pit
13228 | 110132890 | 1003211408 | LE35947 | -33.8775 | 151.1405 | 2 | CS | 1 | Comms
13229 | 115093965 | 1003211407 | LE35946 | -33.8803 | 151.1478 | 2 | CS | 1 | Comms
13230 | 109766080 | 1003206734 | LE35884 | -33.882 | 151.1541 | 1 | CS | 1 | Sheath Pit
13231 | 107027343 | 1003211406 | LE35945 | -33.8821 | 151.1524 | 2 | CS | 1 | Comms
13232 | 115735556 | 1003206709 | LE35873 | -33.8803 | 151.1507 | 1 | CS | 1 | Sheath Pit
13233 | 82343 | 1001327292 | LE50525 | -33.8928 | 151.1443 | 1 | CS | 1 | Standard
13234 | 82342 | 1001327287 | LE50524 | -33.8928 | 151.1442 | 1 | CS | 1 | Standard
13235 | 2550643 | 1001634919 | LE01947 | -33.8964 | 151.1364 | 1 | CS | 1 | Sheath Pit
13236 | 2550644 | 1001634920 | LE01948 | -33.8964 | 151.1364 | 1 | CS | 1 | Sheath Pit
13237 | 2550641 | 1001634969 | LE01949 | -33.9024 | 151.1439 | 1 | CS | 1 | Sheath Pit
13238 | 2550642 | 1001634970 | LE01950 | -33.9024 | 151.1439 | 1 | CS | 1 | Sheath Pit
13239 | 2550638 | 1001636425 | LE01951 | -33.9021 | 151.1539 | 1 | CS | 1 | Sheath Pit
13240 | 2550639 | 1001636426 | LE01952 | -33.9021 | 151.1539 | 1 | CS | 1 | Sheath Pit
13241 | 2520612 | 1001639520 | LE02520 | -33.9097 | 151.1475 | 1 | CS | 1 | Sheath Pit
13242 | 2520613 | 1001639521 | LE02521 | -33.9097 | 151.1475 | 1 | CS | 1 | Sheath Pit
13243 | 82447 | 1001329480 | LE50997 | -33.9115 | 151.1485 | 1 | CS | 1 | Standard
13244 | 82448 | 1001329485 | LE50998 | -33.9118 | 151.1482 | 1 | CS | 1 | Standard
13245 | 2520610 | 1001638340 | LE02522 | -33.9133 | 151.1544 | 1 | CS | 1 | Sheath Pit
13246 | 2520611 | 1001638341 | LE02551 | -33.9133 | 151.1544 | 1 | CS | 1 | Sheath Pit
13247 | 2967163 | 1001816701 | LE19782 | -33.9152 | 151.1563 | 1 | CS | 1 | Sheath Pit
13248 | 2967164 | 1001816700 | LE19781 | -33.9152 | 151.1563 | 1 | CS | 1 | Sheath Pit
13249 | 2520618 | 1001638336 | LE02000 | -33.9089 | 151.1357 | 1 | CS | 1 | Sheath Pit
13250 | 2520619 | 1001638337 | LE02200 | -33.9089 | 151.1357 | 1 | CS | 1 | Sheath Pit
13251 | 2520616 | 1001638338 | LE02429 | -33.9072 | 151.1405 | 1 | CS | 1 | Sheath Pit
13252 | 2520617 | 1001638339 | LE02519 | -33.9072 | 151.1405 | 1 | CS | 1 | Sheath Pit
13253 | 82461 | 1001329441 | LE50994 | -33.9141 | 151.1424 | 1 | CS | 1 | Standard
13254 | 82462 | 1001329392 | LE50985 | -33.9142 | 151.1364 | 1 | CS | 1 | Standard
13255 | 82460 | 1001329436 | LE50984 | -33.9139 | 151.1369 | 1 | CS | 2 | Standard
13256 | 82472 | 1001329397 | LE50986 | -33.9164 | 151.1323 | 1 | CS | 1 | Standard
13257 | 2507711 | 1001634978 | LE01953 | -33.905 | 151.1608 | 1 | CS | 1 | Sheath Pit
13258 | 2507712 | 1001634979 | LE01954 | -33.9051 | 151.1608 | 1 | CS | 1 | Sheath Pit
13259 | 2962862 | 1001816709 | LE19783 | -33.9088 | 151.1666 | 1 | CS | 1 | Sheath Pit
13260 | 2962861 | 1001816710 | LE19784 | -33.9088 | 151.1666 | 1 | CS | 1 | Sheath Pit
13261 | 82458 | 1001331363 | LE51145 | -33.9137 | 151.1671 | 1 | CS | 1 | Standard
13262 | 82459 | 1001331317 | LE51146 | -33.9138 | 151.1672 | 1 | CS | 1 | Standard
13263 | 82449 | 1001329490 | LE51004 | -33.9119 | 151.1617 | 1 | CS | 1 | Standard
13264 | 270528 | 1001381018 | KO40044 | -33.9298 | 151.1656 | 1 | CS | 2 | Standard
13265 | 270530 | 1001381019 | KO40045 | -33.93 | 151.1655 | 1 | CS | 2 | Standard
13266 | 283407 | 1001381030 | KO40046 | -33.9279 | 151.1683 | 1 | CS | 2 | Standard
13267 | 2829755 | 1001788349 | KO12564 | -33.925 | 151.1434 | 1 | CS | 1 | Sheath Pit
13268 | 2829754 | 1001816668 | KO12658 | -33.925 | 151.1434 | 1 | CS | 1 | Sheath Pit
13269 | 2705227 | 1001788350 | KO12565 | -33.924 | 151.1369 | 1 | CS | 4 | Sheath Pit
13270 | 2705228 | 1001816669 | KO12659 | -33.924 | 151.137 | 1 | CS | 4 | Sheath Pit
13271 | 75197914 | 1001816699 | LE19780 | -33.9195 | 151.1513 | 1 | CS | 1 | Sheath Pit
13272 | 75197917 | 1001816698 | LE19779 | -33.9194 | 151.1513 | 1 | CS | 1 | Sheath Pit
13273 | 75181238 | 1002433447 | LE20546 | -33.9195 | 151.1513 | 2 | CS | 1 | Comms
13274 | 2494858 | 1002433449 | KO13029 | -33.9247 | 151.1497 | 2 | CS | 4 | Comms
13275 | 2967154 | 1002433454 | KO13031 | -33.926 | 151.1502 | 2 | CS | 1 | Comms
13276 | 2494862 | 1002433450 | KO13030 | -33.9258 | 151.1482 | 2 | CS | 1 | Comms
13277 | 2829751 | 1001816683 | KO12663 | -33.9254 | 151.1499 | 1 | CS | 1 | Sheath Pit
13278 | 2967156 | 1001816667 | KO12657 | -33.926 | 151.1501 | 1 | CS | 4 | Sheath Pit
13279 | 2967157 | 1001787807 | KO12563 | -33.9259 | 151.1501 | 1 | CS | 4 | Sheath Pit
13280 | 2967158 | 1001787806 | KO12562 | -33.9311 | 151.1448 | 1 | CS | 1 | Sheath Pit
13281 | 2967159 | 1001816666 | KO12652 | -33.9311 | 151.1448 | 1 | CS | 1 | Sheath Pit
13282 | 2748168 | 1001816664 | KO12651 | -33.9358 | 151.1388 | 1 | CS | 1 | Sheath Pit
13283 | 2748169 | 1001787805 | KO12561 | -33.9358 | 151.1388 | 1 | CS | 1 | Sheath Pit
13284 | 82480 | 1001323324 | LE50845 | -33.9186 | 151.1049 | 1 | CS | 1 | Standard
13285 | 2576408 | 1001639509 | LE01990 | -33.9003 | 151.1205 | 1 | CS | 1 | Sheath Pit
13286 | 2576407 | 1001639510 | LE01991 | -33.9003 | 151.1205 | 1 | CS | 1 | Sheath Pit
13287 | 2576410 | 1001639511 | LE01992 | -33.9027 | 151.1243 | 1 | CS | 1 | Sheath Pit
13288 | 2576409 | 1001639512 | LE01993 | -33.9027 | 151.1243 | 1 | CS | 1 | Sheath Pit
13289 | 2576413 | 1001639514 | LE01995 | -33.905 | 151.127 | 1 | CS | 1 | Sheath Pit
13290 | 2576412 | 1001639513 | LE01994 | -33.905 | 151.127 | 1 | CS | 1 | Sheath Pit
13291 | 2520623 | 1001639515 | LE01996 | -33.9089 | 151.1273 | 1 | CS | 1 | Sheath Pit
13292 | 2520622 | 1001639516 | LE01997 | -33.9089 | 151.1273 | 1 | CS | 1 | Sheath Pit
13293 | 2520620 | 1001638334 | LE01998 | -33.9102 | 151.1314 | 1 | CS | 1 | Sheath Pit
13294 | 2520621 | 1001638335 | LE01999 | -33.9102 | 151.1314 | 1 | CS | 2 | Sheath Pit
13295 | 82473 | 1001329805 | LE50861 | -33.9173 | 151.1218 | 1 | CS | 2 | Standard
13296 | 1129336 | 1001329792 | LE50858 | -33.92 | 151.1101 | 1 | CS | 2 | Unknown
13297 | 1129334 | 1001329788 | LE50856 | -33.9194 | 151.1141 | 1 | CS | 2 | Unknown
13298 | 1129332 | 1001329758 | LE50855 | -33.9192 | 151.1135 | 1 | CS | 2 | Unknown
13300 | 2941391 | 1002433453 | LE20552 | -33.9219 | 151.1155 | 1 | CS | 1 | Sheath Pit
13301 | 2997213 | 1001816679 | KO12662 | -33.9231 | 151.1194 | 1 | CS | 1 | Sheath Pit
13302 | 2997212 | 1001787809 | KO12567 | -33.9231 | 151.1194 | 1 | CS | 1 | Sheath Pit
13303 | 2829757 | 1001816670 | KO12660 | -33.9252 | 151.131 | 1 | CS | 1 | Sheath Pit
13304 | 2829756 | 1001787808 | KO12566 | -33.9252 | 151.131 | 1 | CS | 1 | Sheath Pit
13305 | 2700942 | 1001788351 | KO12568 | -33.924 | 151.1252 | 1 | CS | 1 | Sheath Pit
13306 | 2700943 | 1001816678 | KO12661 | -33.924 | 151.1252 | 1 | CS | 1 | Sheath Pit
13307 | 1653192 | 1001478220 | KO12110 | -33.9569 | 151.1072 | 1 | CS | 1 | Sheath Pit
13308 | 1653193 | 1001478200 | KO12098 | -33.9569 | 151.1072 | 1 | CS | 1 | Sheath Pit
13309 | 1713309 | 1001478203 | KO12107 | -33.9554 | 151.1035 | 1 | CS | 1 | Sheath Pit
13310 | 1713310 | 1001478219 | KO12109 | -33.9554 | 151.1035 | 1 | Not CS | 0 | Sheath Pit
13311 | 1726193 | 1001478199 | KO12097 | -33.9569 | 151.0993 | 1 | CS | 1 | Sheath Pit
13312 | 1726192 | 1001478218 | KO12108 | -33.9569 | 151.0993 | 1 | CS | 1 | Sheath Pit
13313 | 1850715 | 1001478198 | PE20358 | -33.9546 | 151.0957 | 1 | CS | 1 | Sheath Pit
13314 | 1850714 | 1001478217 | PE20364 | -33.9547 | 151.0957 | 1 | CS | 1 | Sheath Pit
13315 | 1777722 | 1001478216 | PE20363 | -33.9547 | 151.0894 | 1 | CS | 1 | Sheath Pit
13316 | 1777723 | 1001478197 | PE20357 | -33.9547 | 151.0895 | 1 | CS | 1 | Sheath Pit
13317 | 2773926 | 1001816656 | KO12650 | -33.9414 | 151.138 | 1 | CS | 1 | Sheath Pit
13318 | 2773927 | 1001787802 | KO12559 | -33.9414 | 151.138 | 1 | CS | 1 | Sheath Pit
13319 | 1777726 | 1001478201 | KO12099 | -33.9569 | 151.114 | 1 | CS | 1 | Sheath Pit
13320 | 1777727 | 1001478221 | KO12111 | -33.9569 | 151.114 | 1 | CS | 1 | Sheath Pit
13321 | 1855008 | 1001478222 | KO12112 | -33.9633 | 151.1199 | 1 | CS | 1 | Sheath Pit
13322 | 1855009 | 1001478202 | KO12100 | -33.9633 | 151.1199 | 1 | CS | 1 | Sheath Pit
13323 | 2494839 | 1001639091 | KO12401 | -33.9645 | 151.1383 | 1 | CS | 1 | Sheath Pit
13324 | 2494838 | 1001639092 | KO12402 | -33.9644 | 151.1382 | 1 | CS | 1 | Sheath Pit
13325 | 2494850 | 1001639090 | KO12400 | -33.9651 | 151.1346 | 1 | CS | 1 | Sheath Pit
13326 | 2494847 | 1001639088 | KO12398 | -33.9661 | 151.1313 | 1 | CS | 1 | Sheath Pit
13327 | 2494848 | 1001639087 | KO12397 | -33.9662 | 151.1314 | 1 | CS | 1 | Sheath Pit
13328 | 2494846 | 1001639130 | KO12447 | -33.9678 | 151.1279 | 1 | CS | 1 | Sheath Pit
13329 | 2494845 | 1001639131 | KO12448 | -33.9678 | 151.1277 | 1 | CS | 1 | Sheath Pit
13330 | 2494861 | 1001788339 | KO12551 | -33.972 | 151.1387 | 1 | CS | 2 | Sheath Pit
13331 | 2494860 | 1001816399 | KO12642 | -33.972 | 151.1387 | 1 | CS | 2 | Sheath Pit
13332 | 2512004 | 1001788338 | KO12550 | -33.9696 | 151.1333 | 1 | CS | 2 | Sheath Pit
13333 | 2512003 | 1001816398 | KO12641 | -33.9696 | 151.1333 | 1 | CS | 2 | Sheath Pit
13334 | 2378917 | 1001639125 | KO12442 | -33.9701 | 151.1151 | 1 | CS | 1 | Sheath Pit
13335 | 2378918 | 1001639124 | KO12441 | -33.9701 | 151.1153 | 1 | CS | 1 | Sheath Pit
13336 | 2378915 | 1001638066 | KO12431 | -33.9703 | 151.1112 | 1 | CS | 1 | Sheath Pit
13337 | 2378916 | 1001638067 | KO12432 | -33.9704 | 151.1111 | 1 | CS | 1 | Sheath Pit
13338 | 2378920 | 1001639127 | KO12444 | -33.9695 | 151.1193 | 1 | CS | 1 | Sheath Pit
13339 | 2378921 | 1001639126 | KO12443 | -33.9695 | 151.1195 | 1 | CS | 1 | Sheath Pit
13340 | 2494844 | 1001639128 | KO12445 | -33.9687 | 151.1236 | 1 | CS | 1 | Sheath Pit
13341 | 2494843 | 1001639129 | KO12446 | -33.9688 | 151.1234 | 1 | CS | 1 | Sheath Pit
13342 | 2378905 | 1001638063 | KO12428 | -33.9732 | 151.1042 | 1 | CS | 1 | Sheath Pit
13343 | 2378908 | 1001638062 | KO12427 | -33.9733 | 151.1043 | 1 | CS | 1 | Sheath Pit
13344 | 2378904 | 1001638065 | KO12430 | -33.9721 | 151.1075 | 1 | CS | 1 | Sheath Pit
13345 | 2378903 | 1001638064 | KO12429 | -33.9723 | 151.1076 | 1 | CS | 1 | Sheath Pit
13346 | 2378902 | 1001638061 | KO12426 | -33.9741 | 151.1002 | 1 | CS | 1 | Sheath Pit
13347 | 2378901 | 1001638060 | KO12425 | -33.974 | 151.1004 | 1 | CS | 1 | Sheath Pit
13348 | 2378892 | 1001637157 | PE20698 | -33.973 | 151.0853 | 1 | CS | 1 | Sheath Pit
13349 | 2378893 | 1001637156 | PE20697 | -33.9731 | 151.0854 | 1 | CS | 1 | Sheath Pit
13350 | 2378900 | 1001637163 | PE20704 | -33.9751 | 151.0959 | 1 | CS | 1 | Sheath Pit
13351 | 2378899 | 1001637162 | PE20703 | -33.975 | 151.0961 | 1 | CS | 1 | Sheath Pit
13352 | 2378895 | 1001637159 | PE20700 | -33.975 | 151.0882 | 1 | CS | 1 | Sheath Pit
13353 | 2378894 | 1001637158 | PE20699 | -33.9751 | 151.0883 | 1 | CS | 1 | Sheath Pit
13354 | 2378897 | 1001637160 | PE20701 | -33.9761 | 151.0915 | 1 | CS | 1 | Sheath Pit
13355 | 2378896 | 1001637161 | PE20702 | -33.9761 | 151.0914 | 1 | CS | 1 | Sheath Pit
13356 | 2748165 | 1001816655 | KO12649 | -33.9441 | 151.1435 | 1 | CS | 2 | Sheath Pit
13357 | 2748166 | 1001787801 | KO12558 | -33.9441 | 151.1435 | 1 | CS | 1 | Sheath Pit
13358 | 2748161 | 1001816653 | KO12648 | -33.9474 | 151.1482 | 1 | CS | 1 | Sheath Pit
13359 | 2748160 | 1001787790 | KO12557 | -33.9474 | 151.1482 | 1 | CS | 1 | Sheath Pit
13360 | 2494821 | 1001639085 | KO12395 | -33.9497 | 151.1622 | 1 | CS | 2 | Sheath Pit
13361 | 2494820 | 1001639086 | KO12396 | -33.9497 | 151.162 | 1 | CS | 1 | Sheath Pit
13362 | 2494822 | 1001639083 | KO12393 | -33.9525 | 151.1591 | 1 | CS | 1 | Sheath Pit
13363 | 2494823 | 1001639084 | KO12394 | -33.9526 | 151.159 | 1 | CS | 1 | Sheath Pit
13364 | 2675164 | 1001787785 | KO12556 | -33.9524 | 151.1503 | 1 | CS | 1 | Sheath Pit
13365 | 2507725 | 1002433455 | KO13032 | -33.9526 | 151.1502 | 2 | CS | 2 | Comms
13366 | 2675163 | 1002081787 | KO13023 | -33.9528 | 151.1502 | 2 | CS | 1 | Comms
13367 | 2494818 | 1001638049 | KO12414 | -33.9477 | 151.1655 | 1 | CS | 1 | Sheath Pit
13368 | 2494819 | 1001638048 | KO12413 | -33.9478 | 151.1656 | 1 | CS | 1 | Sheath Pit
13369 | 2494815 | 1001638050 | KO12415 | -33.946 | 151.1697 | 1 | CS | 1 | Sheath Pit
13370 | 2494816 | 1001638051 | KO12416 | -33.946 | 151.1695 | 1 | CS | 1 | Sheath Pit
13371 | 2494830 | 1001638041 | KO12408 | -33.9637 | 151.1496 | 1 | CS | 1 | Sheath Pit
13372 | 2494832 | 1001638039 | KO12406 | -33.9657 | 151.1475 | 1 | CS | 2 | Sheath Pit
13373 | 2494833 | 1001638038 | KO12405 | -33.9658 | 151.1477 | 1 | CS | 2 | Sheath Pit
13374 | 2512015 | 1001787782 | KO12553 | -33.965 | 151.1469 | 1 | CS | 1 | Sheath Pit
13375 | 2512014 | 1001816421 | KO12645 | -33.965 | 151.1469 | 1 | CS | 1 | Sheath Pit
13376 | 2494835 | 1001639093 | KO12403 | -33.9651 | 151.1431 | 1 | CS | 1 | Sheath Pit
13377 | 2494834 | 1001639094 | KO12404 | -33.9651 | 151.1429 | 1 | CS | 1 | Sheath Pit
13378 | 2494826 | 1001638044 | KO12411 | -33.9589 | 151.1549 | 1 | CS | 1 | Sheath Pit
13379 | 2494827 | 1001638045 | KO12412 | -33.9591 | 151.1548 | 1 | CS | 1 | Sheath Pit
13380 | 2675167 | 1001816422 | KO12646 | -33.9595 | 151.1523 | 1 | CS | 1 | Sheath Pit
13381 | 2675166 | 1001788343 | KO12555 | -33.9595 | 151.1523 | 1 | CS | 1 | Sheath Pit
13382 | 2494825 | 1001639081 | KO12391 | -33.9557 | 151.1569 | 1 | CS | 1 | Sheath Pit
13383 | 2494824 | 1001639082 | KO12392 | -33.9558 | 151.1568 | 1 | CS | 1 | Sheath Pit
13384 | 2494829 | 1001638042 | KO12409 | -33.9602 | 151.1518 | 1 | CS | 1 | Sheath Pit
13385 | 2494828 | 1001638043 | KO12410 | -33.9603 | 151.1517 | 1 | CS | 1 | Sheath Pit
13386 | 2494831 | 1001638040 | KO12407 | -33.9635 | 151.1496 | 1 | CS | 1 | Sheath Pit
13387 | 2512010 | 1001788341 | KO12552 | -33.9726 | 151.1463 | 1 | CS | 1 | Sheath Pit
13388 | 2512011 | 1001816401 | KO12643 | -33.9726 | 151.1463 | 1 | CS | 1 | Sheath Pit
13389 | 2048245 | 1001561394 | PE20611 | -33.9556 | 151.0101 | 1 | CS | 1 | Sheath Pit
13390 | 532460 | 1001331116 | PE40091 | -33.9593 | 151.0165 | 1 | CS | 2 | Standard
13391 | 532459 | 1001331086 | PE40090 | -33.9593 | 151.0165 | 1 | CS | 2 | Standard
13392 | 2078297 | 1001561384 | PE20497 | -33.9573 | 151.0119 | 1 | CS | 1 | Sheath Pit
13393 | 2091178 | 1001561387 | PE20498 | -33.9616 | 151.0097 | 1 | CS | 1 | Sheath Pit
13394 | 2078299 | 1001561390 | PE20610 | -33.9733 | 151.0123 | 1 | CS | 2 | Sheath Pit
13395 | 1777718 | 1001478215 | PE20362 | -33.9558 | 151.083 | 1 | CS | 1 | Sheath Pit
13396 | 1777719 | 1001478196 | PE20356 | -33.9558 | 151.083 | 1 | CS | 1 | Sheath Pit
13397 | 2378888 | 1001637149 | PE20690 | -33.9666 | 151.0767 | 1 | CS | 1 | Sheath Pit
13398 | 2378889 | 1001637148 | PE20689 | -33.9667 | 151.0768 | 1 | CS | 1 | Sheath Pit
13399 | 1751954 | 1001478194 | PE20352 | -33.9658 | 151.0758 | 1 | CS | 1 | Sheath Pit
13400 | 1751953 | 1001478205 | PE20360 | -33.9658 | 151.0758 | 1 | CS | 1 | Sheath Pit
13401 | 2378886 | 1001637150 | PE20691 | -33.9684 | 151.0734 | 1 | CS | 1 | Sheath Pit
13402 | 2378887 | 1001637151 | PE20692 | -33.9685 | 151.0732 | 1 | CS | 1 | Sheath Pit
13403 | 1846424 | 1001478204 | PE20359 | -33.9643 | 151.0692 | 1 | CS | 2 | Sheath Pit
13404 | 1846423 | 1001461000 | PE20346 | -33.9643 | 151.0692 | 1 | CS | 1 | Sheath Pit
13405 | 2378884 | 1001637146 | PE20687 | -33.9672 | 151.0702 | 1 | CS | 1 | Sheath Pit
13406 | 2378885 | 1001637147 | PE20688 | -33.9672 | 151.0701 | 1 | CS | 1 | Sheath Pit
13407 | 2378882 | 1001637122 | PE20685 | -33.9663 | 151.066 | 1 | CS | 1 | Sheath Pit
13408 | 2378883 | 1001637123 | PE20686 | -33.9663 | 151.0659 | 1 | CS | 1 | Sheath Pit
13409 | 1794893 | 1001478195 | PE20354 | -33.9608 | 151.0801 | 1 | CS | 1 | Sheath Pit
13410 | 1794892 | 1001478206 | PE20361 | -33.9608 | 151.0801 | 1 | CS | 1 | Sheath Pit
13411 | 2378913 | 1001792486 | PE20769 | -33.9708 | 151.0822 | 1 | CS | 2 | Standard
13412 | 2378912 | 1001637155 | PE20696 | -33.9708 | 151.0822 | 1 | CS | 1 | Sheath Pit
13413 | 2378890 | 1001637152 | PE20693 | -33.9696 | 151.0793 | 1 | CS | 1 | Sheath Pit
13414 | 2378891 | 1001637153 | PE20694 | -33.9695 | 151.0792 | 1 | CS | 1 | Sheath Pit
13415 | 2378911 | 1001637154 | PE20695 | -33.9709 | 151.0823 | 1 | CS | 1 | Sheath Pit
13416 | 95545571 | 1003153531 | EN02146 | -34.0672 | 151.0094 | 1 | CS | 1 | Sheath Pit
13417 | 95545589 | 1003153526 | EN02142 | -34.0671 | 151.0094 | 1 | CS | 1 | Sheath Pit
13418 | 93637567 | 1003153530 | EN02145 | -34.0702 | 151.0078 | 1 | CS | 1 | Sheath Pit
13419 | 95598103 | 1003153532 | EN02147 | -34.0625 | 151.0051 | 1 | CS | 1 | Sheath Pit
13420 | 95598121 | 1003153527 | EN02143 | -34.0625 | 151.0051 | 1 | CS | 1 | Sheath Pit
13421 | 94666848 | 1003153528 | EN02144 | -34.0686 | 151.0039 | 1 | CS | 1 | Sheath Pit
13422 | 2301603 | 1003164295 | HF00191 | -34.0539 | 150.9839 | 2 | CS | 1 | Comms
13423 | 113538562 |  | AH20212 | -32.0455 | 150.8676 | 1 | CS | 2 | Standard
13424 | 113538552 |  | AH20210 | -32.046 | 150.8683 | 1 | CS | 2 | Standard
13425 | 113538557 |  | AH20211 | -32.0457 | 150.868 | 1 | CS | 2 | Standard
13426 | 113538547 |  | AH20208 | -32.0467 | 150.8681 | 1 | CS | 2 | Standard
13427 | 113538542 |  | AH20209 | -32.0467 | 150.8684 | 1 | CS | 2 | Standard
13428 | 113538537 |  | AH20207 | -32.0469 | 150.8684 | 1 | CS | 1 | Standard
13429 | 113538527 |  | AH20205 | -32.0473 | 150.8683 | 1 | CS | 2 | Standard
13430 | 113538532 |  | AH20206 | -32.0471 | 150.868 | 1 | CS | 2 | Standard
13431 | 113538522 |  | AH20204 | -32.0473 | 150.868 | 1 | CS | 2 | Standard
13432 | 113538517 |  | AH20202 | -32.0475 | 150.868 | 1 | CS | 2 | Standard
13433 | 113538512 |  | AH20201 | -32.0477 | 150.8679 | 1 | CS | 2 | Standard
13434 | 113533682 |  | AH20199 | -32.0477 | 150.8682 | 1 | CS | 2 | Standard
13435 | 113538492 |  | AH20197 | -32.0479 | 150.8682 | 1 | CS | 2 | Standard
13436 | 113538487 |  | AH20195 | -32.0482 | 150.8682 | 1 | CS | 2 | Standard
13437 | 113538507 |  | AH20198 | -32.0479 | 150.8679 | 1 | CS | 2 | Standard
13438 | 113538502 |  | AH20196 | -32.048 | 150.8679 | 1 | CS | 2 | Standard
13439 | 113538497 |  | AH20194 | -32.0481 | 150.8678 | 1 | CS | 2 | Standard
13440 | 113538472 |  | AH20191 | -32.0485 | 150.8681 | 1 | CS | 2 | Standard
13441 | 113538477 |  | AH20192 | -32.0485 | 150.8678 | 1 | CS | 2 | Standard
13442 | 113538447 |  | AH20186 | -32.0488 | 150.8677 | 1 | CS | 2 | Standard
13443 | 113538572 |  | AH20184 | -32.0489 | 150.8677 | 1 | CS | 2 | Standard
13444 | 113538467 |  | AH20185 | -32.0488 | 150.868 | 1 | CS | 2 | Standard
13445 | 113538462 |  | AH20183 | -32.049 | 150.868 | 1 | CS | 2 | Standard
13446 | 113538457 |  | AH20181 | -32.0491 | 150.868 | 1 | CS | 2 | Standard
13447 | 113538442 |  | AH20182 | -32.049 | 150.8677 | 1 | CS | 2 | Standard
13448 | 113538482 |  | AH20188 | -32.0485 | 150.8675 | 1 | CS | 2 | Standard
13449 | 113538452 |  | AH20187 | -32.0487 | 150.8674 | 1 | CS | 2 | Standard
13450 | 113537977 |  | AH20171 | -32.0505 | 150.867 | 1 | CS | 2 | Standard
13451 | 113534197 |  | AH20166 | -32.0507 | 150.8665 | 1 | CS | 2 | Standard
13452 | 113538352 |  | AH20168 | -32.0508 | 150.867 | 1 | CS | 2 | Standard
13453 | 113534192 |  | AH20170 | -32.0508 | 150.8674 | 1 | CS | 2 | Standard
13454 | 113533437 |  | AH50036 | -32.0512 | 150.8673 | 1 | CS | 2 | Standard
13455 | 113533422 |  | AH50034 | -32.0514 | 150.8672 | 1 | CS | 4 | Standard
13456 | 113533427 |  | AH50030 | -32.0515 | 150.8672 | 1 | CS | 2 | Standard
13457 | 113533407 |  | AH50029 | -32.0517 | 150.8672 | 1 | CS | 2 | Standard
13458 | 113533402 | 1001348153 | AH50028 | -32.0521 | 150.8671 | 1 | CS | 2 | Standard
13459 | 113533392 |  | AH50024 | -32.0526 | 150.867 | 1 | CS | 1 | Standard
13460 | 113533487 |  | AH50023 | -32.0527 | 150.8673 | 1 | CS | 2 | Standard
13461 | 113533672 |  | AH50044 | -32.0529 | 150.8673 | 1 | CS | 2 | Standard
13462 | 113538437 | 1001348205 | AH20180 | -32.0492 | 150.8676 | 1 | CS | 2 | Standard
13463 | 113538432 |  | AH20179 | -32.0493 | 150.8676 | 1 | CS | 2 | Standard
13464 | 113538407 |  | AH20164 | -32.0495 | 150.8679 | 1 | CS | 2 | Standard
13465 | 113538402 |  | AH20163 | -32.0497 | 150.8679 | 1 | CS | 2 | Standard
13466 | 113538427 |  | AH20178 | -32.0494 | 150.8676 | 1 | CS | 2 | Standard
13467 | 113538422 |  | AH20177 | -32.0496 | 150.8676 | 1 | CS | 2 | Standard
13468 | 113538567 |  | AH20175 | -32.0497 | 150.8676 | 1 | CS | 2 | Standard
13469 | 113538417 | 1001348200 | AH20174 | -32.0498 | 150.8675 | 1 | CS | 2 | Standard
13470 | 113538412 |  | AH20173 | -32.05 | 150.8675 | 1 | CS | 2 | Standard
13471 | 113538382 |  | AH20172 | -32.0501 | 150.8675 | 1 | CS | 2 | Standard
13472 | 113538362 | 1001348180 | AH20158 | -32.0506 | 150.8677 | 1 | CS | 2 | Standard
13473 | 113538377 |  | AH20171 | -32.0506 | 150.8674 | 1 | CS | 2 | Standard
13474 | 113538397 |  | AH20161 | -32.0499 | 150.8678 | 1 | CS | 2 | Standard
13475 | 113538392 |  | AH20160 | -32.05 | 150.8678 | 1 | CS | 1 | Standard
13476 | 113538387 |  | AH20159 | -32.0504 | 150.8678 | 1 | CS | 2 | Standard
13477 | 113538367 |  | AH20157 | -32.0506 | 150.8679 | 1 | CS | 2 | Standard
13478 | 113538372 |  | AH20155 | -32.0507 | 150.8684 | 1 | CS | 2 | Standard
13479 | 113538357 |  | AH20154 | -32.0509 | 150.8677 | 1 | CS | 2 | Standard
13480 | 113533677 |  | AH20153 | -32.051 | 150.8676 | 1 | CS | 2 | Standard
13481 | 113533432 |  | AH50035 | -32.0512 | 150.8676 | 1 | CS | 2 | Standard
13482 | 113533412 |  | AH50031 | -32.0516 | 150.8675 | 1 | CS | 2 | Standard
13483 | 113533372 |  | AH50020 | -32.0527 | 150.8679 | 1 | CS | 2 | Standard
13484 | 113533377 |  | AH50019 | -32.0528 | 150.8682 | 1 | CS | 2 | Standard
13485 | 103329268 |  | AJ53041 | -32.1784 | 150.8926 | 1 | Not CS | 0 | Standard
13486 | 113538787 |  | AK60583 | -32.258 | 150.8899 | 1 | CS | 2 | Standard
13487 | 113533707 |  | AK60582 | -32.258 | 150.8896 | 1 | CS | 2 | Standard
13488 | 113533712 |  | AK60695 | -32.258 | 150.8893 | 1 | CS | 2 | Standard
13489 | 113533727 |  | AK60580 | -32.2582 | 150.8896 | 1 | CS | 2 | Standard
13490 | 113538847 |  | AK60577 | -32.2588 | 150.8898 | 1 | CS | 2 | Standard
13491 | 113533702 |  | AK60573 | -32.2601 | 150.8896 | 1 | CS | 2 | Standard
13492 | 113538767 |  | AK60569 | -32.2608 | 150.8894 | 1 | CS | 2 | Standard
13493 | 113533697 |  | AK60714 | -32.2613 | 150.8884 | 1 | CS | 2 | Standard
13494 | 113538832 |  | AK60563 | -32.2611 | 150.8891 | 1 | CS | 2 | Standard
13495 | 113533692 |  | AK60715 | -32.2613 | 150.8882 | 1 | CS | 3 | Standard
13496 | 113538812 |  | AK60396 | -32.2633 | 150.8894 | 1 | CS | 2 | Standard
13497 | 113538692 |  | Unknown Pit | -32.2635 | 150.8893 | 1 | Not CS | 0 | Standard
13498 | 113538807 |  | AK60397 | -32.2635 | 150.8893 | 1 | CS | 2 | Standard
13499 | 113538697 |  | AK60540 | -32.2632 | 150.8887 | 1 | CS | 2 | Standard
13500 | 113538682 |  | AK60537 | -32.2634 | 150.8883 | 1 | CS | 2 | Standard
13501 | 113538837 |  | AK60539 | -32.2631 | 150.8883 | 1 | CS | 2 | Standard
13502 | 113538577 |  | AK60520 | -32.2655 | 150.8883 | 1 | CS | 2 | Standard
13503 | 113538822 |  | AK60812 | -32.2654 | 150.889 | 1 | CS | 2 | Standard
13504 | 113538862 |  | AK60590 | -32.2671 | 150.888 | 1 | CS | 2 | Standard
13505 | 113538867 |  | AK60589 | -32.2673 | 150.8878 | 1 | CS | 2 | Standard
13506 | 113538917 |  | AK60622 | -32.2673 | 150.8882 | 1 | CS | 2 | Standard
13507 | 113538912 |  | AK60623 | -32.2675 | 150.888 | 1 | CS | 2 | Standard
13508 | 113538907 |  | AK60624 | -32.2677 | 150.8877 | 1 | CS | 2 | Standard
13509 | 113538902 |  | AK60625 | -32.2677 | 150.8876 | 1 | CS | 2 | Standard
13510 | 113539072 |  | AK60626 | -32.2679 | 150.8874 | 1 | CS | 2 | Standard
13511 | 113538882 |  | AK60586 | -32.2678 | 150.8869 | 1 | CS | 2 | Standard
13512 | 113538887 |  | AK60587 | -32.2677 | 150.8871 | 1 | CS | 2 | Standard
13513 | 113538897 |  | AK60592 | -32.268 | 150.8872 | 1 | CS | 2 | Standard
13514 | 113538922 |  | AK60594 | -32.2683 | 150.8867 | 1 | CS | 2 | Standard
13515 | 113538892 |  | AK60593 | -32.2681 | 150.887 | 1 | CS | 2 | Standard
13516 | 113539017 |  | AH60805 | -32.272 | 150.8906 | 1 | CS | 2 | Standard
13517 | 113539022 |  | AH60806 | -32.2721 | 150.8907 | 1 | CS | 2 | Standard
13518 | 113539077 |  | AH00720 | -32.2721 | 150.8904 | 1 | CS | 2 | Standard
13519 | 101136421 |  | AK000NR | -32.2947 | 150.8774 | 2 | CS | 1 | Comms
13520 | 101136424 |  | AK000NR | -32.2949 | 150.8774 | 2 | CS | 1 | Comms
13521 | 72750782 |  | FQ000NR | -32.6445 | 151.3836 | 1 | CS | 1 | Preformed
13522 | 72600401 |  | GQ000NR | -32.6446 | 151.3851 | 1 | CS | 1 | Preformed
13523 | 2305879 |  | HR000NR | -32.717 | 151.4991 | 1 | CS | 1 | Sheath Pit
13524 | 73099212 |  | IQ000NR | -32.7024 | 151.5839 | 2 | CS | 1 | Comms
13525 | 73069543 |  | IQ000NR | -32.7023 | 151.5839 | 2 | CS | 1 | Comms
13526 | 73223838 |  | IR000NR | -32.7683 | 151.6319 | 2 | CS | 1 | Comms
13527 | 73223856 |  | IR000NR | -32.7684 | 151.632 | 2 | CS | 1 | Comms
13528 | 1305376 | 1001333603 | IR76002 | -32.7594 | 151.5883 | 1 | CS | 2 | Standard
13529 | 74504049 |  | HT000NR | -32.67 | 151.3639 | 2 | CS | 1 | Comms
13530 | 73370380 |  | HT000NR | -32.6713 | 151.3677 | 2 | CS | 1 | Comms
13531 | 73370078 |  | HT000NR | -32.6735 | 151.3709 | 2 | CS | 1 | Comms
13532 | 73369722 |  | HT000NR | -32.676 | 151.3736 | 2 | CS | 1 | Comms
13533 | 73369634 |  | HT000NR | -32.6789 | 151.3756 | 2 | CS | 1 | Comms
13534 | 74353616 |  | HT000NR | -32.6612 | 151.3443 | 2 | CS | 1 | Comms
13535 | 1700424 |  | FQ000NR | -32.6598 | 151.3447 | 1 | CS | 2 | Standard
13536 | 113535907 |  | FQ000NR | -32.66 | 151.3447 | 1 | Not CS | 0 | Preformed
13537 | 113536262 |  | FQ000NR | -32.66 | 151.3446 | 1 | CS | 1 | Preformed
13538 | 74353670 |  | HT000NR | -32.6624 | 151.3444 | 2 | CS | 1 | Comms
13539 | 74480460 |  | HT000NR | -32.6636 | 151.3482 | 2 | CS | 1 | Comms
13540 | 74484390 |  | HT000NR | -32.6646 | 151.3516 | 2 | CS | 1 | Comms
13541 | 76972660 |  | HT000NR | -32.6677 | 151.3579 | 2 | CS | 1 | Comms
13542 | 74605308 |  | HT000NR | -32.6658 | 151.356 | 2 | CS | 1 | Comms
13543 | 73373797 |  | HT000NR | -32.6693 | 151.3616 | 2 | CS | 1 | Comms
13544 | 73358330 |  | HT000NR | -32.682 | 151.3772 | 2 | CS | 1 | Comms
13545 | 73524329 |  | FQ000NR | -32.6853 | 151.378 | 2 | CS | 1 | Comms
13546 | 73524368 |  | FQ000NR | -32.6887 | 151.3792 | 2 | CS | 1 | Comms
13547 | 77284919 |  | HT000NR | -32.6922 | 151.38 | 2 | CS | 1 | Comms
13548 | 77281050 |  | HT000NR | -32.6945 | 151.3802 | 2 | CS | 1 | Comms
13549 | 77801544 |  | HT000NR | -32.698 | 151.3807 | 2 | CS | 1 | Comms
13550 | 77281017 |  | HT000NR | -32.7017 | 151.3814 | 2 | CS | 1 | Comms
13551 | 77275128 |  | HT000NR | -32.7051 | 151.3825 | 2 | CS | 1 | Comms
13552 | 77274678 |  | HT000NR | -32.7087 | 151.3834 | 2 | CS | 1 | Comms
13553 | 77263014 |  | HT000NR | -32.7117 | 151.3847 | 2 | CS | 1 | Comms
13554 | 77258241 |  | HT000NR | -32.7146 | 151.3869 | 2 | CS | 1 | Comms
13555 | 77258208 |  | HT000NR | -32.7172 | 151.3899 | 2 | CS | 1 | Comms
13556 | 86266246 |  | HT000NR | -32.7182 | 151.3915 | 2 | CS | 1 | Comms
13557 | 77256613 |  | HT000NR | -32.7209 | 151.3968 | 2 | CS | 1 | Comms
13558 | 77258175 |  | HT000NR | -32.7201 | 151.3951 | 2 | CS | 1 | Comms
13559 | 77256580 |  | HT000NR | -32.7218 | 151.3986 | 2 | CS | 1 | Comms
13560 | 77763520 |  | GS000NR | -32.7235 | 151.4057 | 2 | CS | 1 | Comms
13561 | 77763490 |  | GS000NR | -32.7247 | 151.407 | 2 | CS | 1 | Comms
13562 | 77223265 |  | HT000NR | -32.7211 | 151.4005 | 2 | CS | 1 | Comms
13563 | 77763550 |  | GS000NR | -32.7231 | 151.404 | 2 | CS | 1 | Comms
13564 | 77763430 |  | GS000NR | -32.7294 | 151.4103 | 2 | CS | 1 | Comms
13565 | 77763460 |  | GS000NR | -32.7274 | 151.4067 | 2 | CS | 1 | Comms
13566 | 77763201 |  | GS000NR | -32.7352 | 151.4209 | 2 | CS | 1 | Comms
13567 | 77763261 |  | GS000NR | -32.7314 | 151.4137 | 2 | CS | 1 | Comms
13568 | 77763231 |  | GS000NR | -32.7332 | 151.4175 | 2 | CS | 1 | Comms
13569 | 77763171 |  | GS000NR | -32.7377 | 151.4239 | 2 | CS | 1 | Comms
13570 | 77763141 |  | GS000NR | -32.7407 | 151.4261 | 2 | CS | 1 | Comms
13571 | 77747682 |  | GS000NR | -32.744 | 151.4276 | 2 | CS | 1 | Comms
13572 | 77747652 |  | GS000NR | -32.7474 | 151.4284 | 2 | CS | 1 | Comms
13573 | 77747622 |  | GS000NR | -32.7507 | 151.4292 | 2 | CS | 1 | Comms
13574 | 77747592 |  | GS000NR | -32.7543 | 151.4302 | 2 | CS | 1 | Comms
13575 | 77761582 |  | GS000NR | -32.7574 | 151.4322 | 2 | CS | 1 | Comms
13576 | 75935686 |  | GS000NR | -32.7647 | 151.4439 | 2 | CS | 1 | Comms
13577 | 77717287 |  | GS000NR | -32.7615 | 151.4373 | 2 | CS | 1 | Comms
13578 | 77717317 |  | GS000NR | -32.7631 | 151.4404 | 2 | CS | 1 | Comms
13579 | 75907809 |  | GS000NR | -32.7718 | 151.4519 | 2 | CS | 1 | Comms
13580 | 87876085 |  | GS000NR | -32.7733 | 151.4533 | 1 | CS | 1 | Preformed
13581 | 86019399 |  | GS000NR | -32.7757 | 151.4556 | 2 | CS | 1 | Comms
13582 | 75935648 |  | GS000NR | -32.7665 | 151.4468 | 2 | CS | 1 | Comms
13583 | 75907850 |  | GS000NR | -32.7692 | 151.4494 | 2 | CS | 1 | Comms
13584 | 75724434 |  | GS000NR | -32.7827 | 151.4635 | 2 | CS | 1 | Comms
13585 | 75724508 |  | GS000NR | -32.785 | 151.4657 | 2 | CS | 1 | Comms
13586 | 75724471 |  | GS000NR | -32.7879 | 151.4683 | 2 | CS | 1 | Comms
13587 | 75718221 |  | GS000NR | -32.7906 | 151.4692 | 2 | CS | 1 | Comms
13588 | 75671199 |  | GS000NR | -32.7931 | 151.4711 | 2 | CS | 1 | Comms
13589 | 75660460 |  | GS000NR | -32.796 | 151.4734 | 2 | CS | 1 | Comms
13590 | 86019369 |  | GS000NR | -32.7783 | 151.4582 | 2 | CS | 1 | Comms
13591 | 75724545 |  | GS000NR | -32.7811 | 151.4609 | 2 | CS | 1 | Comms
13592 | 77761552 |  | GS000NR | -32.7598 | 151.4344 | 2 | CS | 1 | Comms
13602 | 78740798 |  | NR000NR | -32.7357 | 152.0038 | 1 | CS | 1 | Preformed
13603 | 2524876 |  | TB000NR | -32.731 | 151.9901 | 2 | CS | 1 | Comms
13604 | 751451 | 1001331207 | TB48001 | -32.7309 | 151.9896 | 1 | CS | 1 | Standard
13605 | 2524875 |  | TB000NR | -32.7311 | 151.9897 | 2 | CS | 1 | Comms
13606 | 2911334 |  | JS000NR | -32.8155 | 151.7662 | 2 | CS | 1 | Comms
13607 | 910333 | 1001333222 | KS64006 | -32.8046 | 151.8509 | 1 | CS | 1 | Standard
13608 | 295379971 |  | KS60262 | -32.8045 | 151.8506 | 2 | CS | 1 | Comms
13609 | 910332 | 1001333218 | KS64004 | -32.8079 | 151.8496 | 1 | CS | 1 | Standard
13610 | 295379969 |  | KS60259 | -32.8083 | 151.8513 | 2 | CS | 1 | Comms
13611 | 295379968 |  | KS60257 | -32.8099 | 151.846 | 2 | CS | 1 | Comms
13612 | 113534207 |  | KS000NR | -32.8214 | 151.8429 | 2 | CS | 1 | Comms
13613 | 113533842 |  | KT000NR | -32.846 | 151.8215 | 1 | CS | 1 | Preformed
13614 | 118643440 |  | JT000NR | -32.893 | 151.7524 | 2 | CS | 1 | Comms
13615 | 118643419 |  | JT000NR | -32.893 | 151.7523 | 2 | CS | 1 | Comms
13616 | 118732313 |  | JT000NR | -32.8933 | 151.7546 | 2 | CS | 1 | Comms
13617 | 118732324 |  | JT000NR | -32.8933 | 151.7545 | 2 | CS | 1 | Comms
13618 | 2559281 | 1003274641 | JU31458 | -32.9064 | 151.7596 | 2 | CS | 1 | Comms
13619 | 2559282 | 1003274642 | JU31459 | -32.9071 | 151.7596 | 2 | CS | 2 | Comms
13620 | 1799186 |  | KU00001 | -32.9291 | 151.7847 | 1 | CS | 2 | Standard
13621 | 2559304 |  | JU40121 | -32.9283 | 151.7711 | 2 | CS | 1 | Comms
13622 | 2486230 |  | JU40122 | -32.9292 | 151.7753 | 2 | CS | 1 | Comms
13623 | 2524874 |  | JT00012 | -32.8959 | 151.6941 | 1 | CS | 2 | Standard
13624 | 2524873 |  | JT00011 | -32.8967 | 151.692 | 1 | CS | 2 | Standard
13625 | 2524872 |  | JT00010 | -32.8967 | 151.6894 | 1 | CS | 2 | Standard
13626 | 2559227 |  | JT000NR | -32.8986 | 151.6901 | 2 | CS | 2 | Comms
13627 | 2224329 |  | JT00007 | -32.8966 | 151.6833 | 1 | CS | 2 | Standard
13628 | 2224328 |  | JT00007 | -32.8966 | 151.6833 | 1 | CS | 2 | Standard
13629 | 2224330 |  | JT00009 | -32.8966 | 151.6866 | 1 | CS | 2 | Standard
13630 | 2426112 |  | JT00005 | -32.8972 | 151.6855 | 1 | CS | 2 | Standard
13631 | 2426110 |  | JT00005 | -32.8972 | 151.6855 | 1 | CS | 2 | Standard
13632 | 2426111 |  | JT00005 | -32.8972 | 151.6854 | 1 | CS | 2 | Standard
13633 | 2224327 |  | JT00008 | -32.8967 | 151.6818 | 1 | CS | 2 | Standard
13634 | 112574779 |  | IT90083 | -32.8953 | 151.6735 | 2 | CS | 1 | Comms
13635 | 90059998 |  | IT000NR | -32.8948 | 151.6704 | 1 | CS | 1 | Preformed
13636 | 17180 | 1001333179 | JT86001 | -32.8848 | 151.7341 | 1 | CS | 3 | Standard
13637 | 17181 | 1001333183 | JT86002 | -32.885 | 151.734 | 1 | CS | 3 | Standard
13638 | 17182 | 1001333187 | JT86003 | -32.8853 | 151.734 | 1 | CS | 3 | Standard
13639 | 118728153 | 1001899669 | JT90067 | -32.8925 | 151.7493 | 2 | CS | 1 | Comms
13640 | 118728156 | 1001899670 | JT90071 | -32.8925 | 151.7493 | 2 | CS | 2 | Comms
13641 | 73675861 |  | JT000NR | -32.8911 | 151.7219 | 2 | CS | 2 | Comms
13642 | 2554948 |  | JV000NR | -32.8896 | 151.7314 | 2 | CS | 1 | Comms
13643 | 73672527 |  | JT000NR | -32.8915 | 151.7215 | 2 | CS | 1 | Comms
13644 | 1103559 | 1001333618 | JT86006 | -32.8956 | 151.7204 | 1 | Not CS | 0 | Standard
13645 | 1103558 | 1001333614 | JT86000 | -32.8945 | 151.7163 | 1 | CS | 1 | Standard
13646 | 2559241 |  | JT88263 | -32.8953 | 151.7121 | 2 | CS | 1 | Comms
13647 | 1103564 | 1001333840 | JT86013 | -32.9039 | 151.733 | 1 | CS | 2 | Standard
13648 | 1103563 | 1001333836 | JT86012 | -32.9027 | 151.7309 | 1 | CS | 1 | Standard
13649 | 73749979 |  | JU000NR | -32.9126 | 151.7322 | 2 | Not CS | 0 | Comms
13650 | 73749971 |  | JU000NR | -32.9126 | 151.7322 | 2 | Not CS | 0 | Comms
13651 | 86529605 |  | JU000NR | -32.9126 | 151.7322 | 2 | Not CS | 0 | Comms
13652 | 85031945 |  | JU000NR | -32.9132 | 151.7327 | 2 | CS | 1 | Comms
13653 | 73845126 |  | JU000NR | -32.914 | 151.7335 | 2 | CS | 1 | Comms
13654 | 74184275 |  | JU000NR | -32.9167 | 151.733 | 2 | CS | 1 | Comms
13655 | 1902249 |  | JU000NR | -32.9272 | 151.7369 | 1 | CS | 1 | Preformed
13656 | 1902242 |  | JU000NR | -32.9336 | 151.7497 | 1 | CS | 1 | Standard
13657 | 1902251 |  | JU000NR | -32.9324 | 151.7359 | 1 | CS | 1 | Preformed
13658 | 1902244 |  | JU000NR | -32.9337 | 151.7454 | 1 | CS | 2 | Standard
13659 | 1966657 |  | JU00001 | -32.9338 | 151.7357 | 1 | CS | 1 | Standard
13660 | 2224326 |  | JU000NR | -32.9348 | 151.7367 | 2 | CS | 1 | Comms
13661 | 1885068 |  | JU000NR | -32.9357 | 151.7353 | 1 | CS | 1 | Preformed
13662 | 1966656 |  | JU00001 | -32.9358 | 151.7353 | 1 | CS | 1 | Standard
13663 | 2164177 |  | JU00010 | -32.9363 | 151.738 | 15 | CS | 2 | Joint Bay
13664 | 74202869 |  | JU000NR | -32.9181 | 151.7336 | 2 | CS | 1 | Comms
13665 | 86243230 |  | JU000NR | -32.9188 | 151.7319 | 2 | CS | 1 | Comms
13666 | 2224321 |  | JU000NR | -32.9382 | 151.7345 | 2 | CS | 1 | Comms
13667 | 2224316 |  | JU000NR | -32.9379 | 151.7289 | 2 | CS | 1 | Comms
13668 | 2224315 |  | JU54772 | -32.9379 | 151.7288 | 15 | CS | 2 | Joint Bay
13669 | 2224317 |  | JU000NR | -32.9374 | 151.7294 | 2 | CS | 1 | Comms
13670 | 236232647 | 1001332911 | JU56901 | -32.9332 | 151.7205 | 1 | CS | 1 | Standard
13671 | 2224301 |  | JT00013 | -32.8996 | 151.6843 | 1 | CS | 2 | Standard
13672 | 2224302 |  | JT00002 | -32.9001 | 151.685 | 1 | CS | 2 | Standard
13673 | 2224296 |  | JT00014 | -32.9009 | 151.6833 | 1 | CS | 2 | Standard
13674 | 73969607 |  | JT000NR | -32.9014 | 151.6839 | 2 | CS | 1 | Comms
13675 | 113533082 |  | JT000NR | -32.9015 | 151.6848 | 1 | CS | 1 | Preformed
13676 | 113533057 |  | JT000NR | -32.902 | 151.6856 | 1 | CS | 1 | Preformed
13677 | 113533052 |  | JT000NR | -32.9023 | 151.6854 | 1 | CS | 1 | Preformed
13678 | 113537532 |  | JT000NR | -32.9015 | 151.6843 | 1 | CS | 1 | Preformed
13679 | 113533097 |  | JT000NR | -32.9015 | 151.6843 | 1 | Not CS | 0 | Preformed
13680 | 113533087 |  | JT000NR | -32.9015 | 151.6846 | 1 | CS | 1 | Preformed
13681 | 113533092 |  | JT000NR | -32.9015 | 151.6846 | 1 | CS | 1 | Preformed
13682 | 113533102 |  | JT000NR | -32.9016 | 151.6844 | 1 | Not CS | 0 | Preformed
13683 | 113533077 |  | JT000NR | -32.902 | 151.6845 | 1 | CS | 1 | Preformed
13684 | 113533107 |  | JT000NR | -32.9021 | 151.6843 | 1 | CS | 1 | Preformed
13685 | 113533072 |  | JT000NR | -32.9023 | 151.6844 | 1 | CS | 1 | Preformed
13686 | 113533067 |  | JT000NR | -32.9023 | 151.6845 | 1 | CS | 2 | Preformed
13687 | 113533157 |  | JT000NR | -32.9024 | 151.6845 | 1 | CS | 2 | Preformed
13688 | 113533062 |  | JT000NR | -32.9023 | 151.6848 | 1 | CS | 2 | Preformed
13689 | 113533047 |  | JT000NR | -32.9024 | 151.6851 | 1 | CS | 1 | Preformed
13690 | 113533032 |  | JT000NR | -32.9024 | 151.6855 | 1 | CS | 1 | Preformed
13691 | 113533042 |  | JT000NR | -32.9026 | 151.6854 | 1 | CS | 2 | Preformed
13692 | 113533037 |  | JT000NR | -32.9027 | 151.6856 | 1 | CS | 2 | Preformed
13693 | 2224299 |  | JT00015 | -32.903 | 151.6831 | 1 | CS | 2 | Standard
13694 | 2335939 |  | JU000NR | -32.9044 | 151.6828 | 2 | CS | 2 | Comms
13695 | 2335937 |  | JT00016 | -32.9052 | 151.6826 | 1 | CS | 2 | Standard
13696 | 2335940 |  | JU000NR | -32.9054 | 151.6824 | 2 | CS | 1 | Comms
13697 | 2335938 |  | JU00017 | -32.9074 | 151.6821 | 1 | CS | 2 | Standard
13698 | 2335942 |  | JU000NR | -32.9074 | 151.6821 | 2 | CS | 1 | Comms
13699 | 2559226 |  | JT000NR | -32.9007 | 151.6884 | 2 | CS | 1 | Comms
13700 | 2335936 |  | JT00013 | -32.9025 | 151.6887 | 1 | CS | 2 | Standard
13701 | 910335 | 1001333230 | KS64001 | -32.7969 | 151.8525 | 1 | CS | 1 | Standard
13702 | 910334 | 1001333226 | KS64002 | -32.8007 | 151.8517 | 1 | CS | 1 | Standard
13703 | 73469145 |  | JU000NR | -32.956 | 151.7051 | 2 | CS | 1 | Comms
13704 | 2662280 |  | JU000NR | -32.9594 | 151.6933 | 2 | CS | 1 | Comms
13705 | 2722400 |  | JU000NR | -32.9594 | 151.6927 | 1 | CS | 2 | Standard
13706 | 2722399 |  | JU73240 | -32.9608 | 151.6963 | 2 | CS | 1 | Comms
13707 | 2915626 |  | JU000NR | -32.9639 | 151.6951 | 1 | CS | 2 | Standard
13708 | 2224314 |  | JU54775 | -32.9392 | 151.7286 | 15 | CS | 2 | Joint Bay
13709 | 74428443 | 1004708241 | JU50342 | -32.9393 | 151.73296703383062 | 2 | CS | 1 | Comms
13710 | 74428461 | 1004720400 | JU50340 | -32.9396 | 151.7332 | 2 | CS | 2 | Comms
13711 | 2597870 |  | FS000NR | -32.8057 | 151.3453 | 2 | CS | 1 | Comms
13712 | 2597872 |  | FS000NR | -32.8056 | 151.345 | 2 | CS | 1 | Comms
13713 | 2597876 |  | FS000NR | -32.8069 | 151.3449 | 2 | CS | 1 | Comms
13714 | 2597873 |  | FS000NR | -32.8083 | 151.3452 | 2 | CS | 1 | Comms
13715 | 113534852 |  | FS000NR | -32.8388 | 151.3526 | 1 | CS | 1 | Preformed
13716 | 77375387 |  | GS000NR | -32.8021 | 151.4887 | 2 | CS | 1 | Comms
13717 | 77366008 |  | GS000NR | -32.8024 | 151.4906 | 2 | CS | 1 | Comms
13718 | 77365975 |  | GS000NR | -32.8016 | 151.4878 | 2 | CS | 1 | Comms
13719 | 77365942 |  | GS000NR | -32.8008 | 151.4812 | 2 | CS | 1 | Comms
13720 | 77365876 |  | GS000NR | -32.8012 | 151.4848 | 2 | CS | 1 | Comms
13721 | 75895405 |  | GS000NR | -32.7985 | 151.4749 | 2 | CS | 1 | Comms
13722 | 77365909 |  | GS000NR | -32.7999 | 151.4775 | 2 | CS | 1 | Comms
13723 | 77375354 |  | GS000NR | -32.8025 | 151.4931 | 2 | CS | 1 | Comms
13724 | 77383508 |  | GS000NR | -32.8123 | 151.5007 | 2 | CS | 1 | Comms
13725 | 2980042 |  | HS00CP9 | -32.8246 | 151.5151 | 2 | CS | 1 | Comms
13726 | 2838345 |  | HT00CP8 | -32.825 | 151.5155 | 2 | CS | 1 | Comms
13727 | 77378436 |  | GS000NR | -32.8143 | 151.5018 | 2 | CS | 1 | Comms
13728 | 77378469 |  | GS000NR | -32.8168 | 151.504 | 2 | CS | 1 | Comms
13729 | 2980046 |  | HT0CP15 | -32.8179 | 151.5045 | 2 | CS | 1 | Comms
13730 | 2980043 |  | HS0CP10 | -32.8244 | 151.5131 | 2 | CS | 1 | Comms
13731 | 2846932 |  | HT0CP12 | -32.8225 | 151.509 | 2 | CS | 1 | Comms
13732 | 2980045 |  | HS0CP11 | -32.8234 | 151.5105 | 2 | CS | 1 | Comms
13733 | 76605805 |  | HS0CP14 | -32.8197 | 151.5057 | 2 | CS | 1 | Comms
13734 | 2846931 |  | HT0CP13 | -32.8215 | 151.5074 | 2 | CS | 1 | Comms
13735 | 77375420 |  | GS000NR | -32.8043 | 151.4966 | 2 | CS | 1 | Comms
13736 | 88222888 |  | GS000NR | -32.805 | 151.4978 | 1 | CS | 1 | Preformed
13737 | 77375453 |  | GS000NR | -32.8062 | 151.4986 | 2 | CS | 1 | Comms
13738 | 77383409 |  | GS000NR | -32.8076 | 151.4979 | 2 | CS | 1 | Comms
13739 | 77383442 |  | GS000NR | -32.8094 | 151.4986 | 2 | CS | 2 | Comms
13740 | 84623611 |  | GS000NR | -32.8105 | 151.4982 | 2 | CS | 1 | Comms
13741 | 84642823 |  | GS000NR | -32.8107 | 151.4977 | 2 | CS | 1 | Comms
13742 | 77383475 |  | GS000NR | -32.8109 | 151.4997 | 2 | CS | 1 | Comms
13743 | 2838343 |  | HS00CP9 | -32.832 | 151.5343 | 2 | CS | 1 | Comms
13744 | 2838344 |  | HT00CP4 | -32.828 | 151.5277 | 2 | CS | 1 | Comms
13745 | 2980040 |  | HT00CP3 | -32.829 | 151.5281 | 2 | CS | 1 | Comms
13746 | 2980038 |  | HT00CP1 | -32.83 | 151.5293 | 2 | CS | 1 | Comms
13747 | 2971452 |  | HS0CP11 | -32.8301 | 151.5297 | 2 | CS | 1 | Comms
13748 | 2971451 |  | HS0CP10 | -32.8307 | 151.5317 | 2 | CS | 1 | Comms
13749 | 76498251 |  | HS00CP2 | -32.8299 | 151.5283 | 2 | CS | 1 | Comms
13750 | 2838337 |  | HS00CP5 | -32.8378 | 151.5406 | 2 | CS | 1 | Comms
13751 | 2838335 |  | HT00CP4 | -32.8401 | 151.5418 | 2 | CS | 1 | Comms
13752 | 2984335 |  | HT00CP3 | -32.8425 | 151.5428 | 2 | CS | 1 | Comms
13753 | 2838341 |  | HS00CP8 | -32.8337 | 151.5364 | 2 | CS | 1 | Comms
13754 | 2984334 |  | HS00CP7 | -32.8359 | 151.5382 | 2 | CS | 1 | Comms
13755 | 2838351 |  | HS00CP6 | -32.8371 | 151.5389 | 2 | CS | 1 | Comms
13756 | 2984346 |  | HT0CP11 | -32.859 | 151.5544 | 2 | CS | 1 | Comms
13757 | 2984361 |  | HT00CP8 | -32.8641 | 151.5611 | 2 | CS | 1 | Comms
13758 | 2984345 |  | HT0CP10 | -32.8607 | 151.5568 | 2 | CS | 1 | Comms
13759 | 2984343 |  | HT00CP9 | -32.8623 | 151.559 | 2 | CS | 1 | Comms
13760 | 2838350 |  | HT00CP2 | -32.8445 | 151.5438 | 2 | CS | 1 | Comms
13761 | 2838348 |  | HT00CP1 | -32.8461 | 151.5449 | 2 | CS | 2 | Comms
13762 | 2846926 |  | HT0CP18 | -32.8463 | 151.5448 | 2 | CS | 1 | Comms
13763 | 70533820 |  | HT0CP17 | -32.8478 | 151.5443 | 2 | CS | 1 | Comms
13764 | 2984347 |  | HT0CP16 | -32.8516 | 151.546 | 2 | CS | 1 | Comms
13765 | 2984338 |  | HT0CP15 | -32.8528 | 151.5468 | 2 | CS | 1 | Comms
13766 | 2984340 |  | HT0CP14 | -32.8548 | 151.5487 | 2 | CS | 1 | Comms
13767 | 2984341 |  | HT0CP13 | -32.8558 | 151.55 | 2 | CS | 1 | Comms
13768 | 2984342 |  | HT0CP12 | -32.8574 | 151.5521 | 2 | CS | 1 | Comms
13769 | 2838357 |  | HS00CP6 | -32.8263 | 151.5207 | 2 | CS | 1 | Comms
13770 | 2980041 |  | HS00CP7 | -32.8256 | 151.5181 | 2 | CS | 2 | Comms
13771 | 2838359 |  | HS00CP5 | -32.8269 | 151.5236 | 2 | CS | 2 | Comms
13772 | 2846923 |  | HT00CP3 | -32.8795 | 151.5781 | 2 | CS | 1 | Comms
13773 | 78012206 |  | IT00CP4 | -32.8787 | 151.5747 | 2 | CS | 1 | Comms
13774 | 2971450 |  | IT00CP5 | -32.8882 | 151.5995 | 2 | CS | 1 | Comms
13775 | 2984331 |  | IT00CP1 | -32.8886 | 151.5992 | 2 | CS | 2 | Comms
13776 | 2971449 |  | IT00CP1 | -32.8902 | 151.6016 | 2 | CS | 1 | Comms
13777 | 75716578 |  | IT00CP4 | -32.8889 | 151.5998 | 2 | CS | 1 | Comms
13778 | 75716536 |  | IT00CP3 | -32.8904 | 151.5993 | 2 | CS | 1 | Comms
13779 | 2846936 |  | IT00CP2 | -32.8912 | 151.5996 | 2 | CS | 1 | Comms
13780 | 2971455 |  | IT00CP2 | -32.8807 | 151.5822 | 2 | CS | 1 | Comms
13781 | 76266671 |  | IT00CP1 | -32.8815 | 151.5838 | 2 | CS | 1 | Comms
13782 | 76208750 |  | IT00CP9 | -32.8843 | 151.5919 | 2 | CS | 1 | Comms
13783 | 2971453 |  | IT0CP11 | -32.8828 | 151.5884 | 2 | CS | 1 | Comms
13784 | 76226334 |  | IT0CP10 | -32.8831 | 151.5892 | 2 | CS | 1 | Comms
13785 | 2984333 |  | IT00CP8 | -32.8854 | 151.5942 | 2 | CS | 1 | Comms
13786 | 2971456 |  | IT00CP6 | -32.887 | 151.5962 | 2 | CS | 1 | Comms
13787 | 2846922 |  | IT00CP7 | -32.8859 | 151.5944 | 2 | CS | 1 | Comms
13788 | 75732475 |  | IT00CP5 | -32.888 | 151.5971 | 2 | CS | 1 | Comms
13789 | 74253344 |  | IT00CP4 | -32.8892 | 151.5976 | 2 | CS | 1 | Comms
13790 | 98763 | 1001333191 | IU56002 | -32.937 | 151.6425 | 1 | CS | 2 | Standard
13791 | 2984348 |  | HT00CP7 | -32.8659 | 151.5626 | 2 | CS | 1 | Comms
13792 | 2984349 |  | HT00CP6 | -32.8684 | 151.5639 | 2 | CS | 1 | Comms
13793 | 2984360 |  | HT00CP2 | -32.8767 | 151.5676 | 2 | CS | 1 | Comms
13794 | 2838361 |  | HT00CP1 | -32.8782 | 151.5721 | 2 | CS | 1 | Comms
13795 | 2984353 |  | HT00CP5 | -32.8708 | 151.5646 | 2 | CS | 1 | Comms
13796 | 2984355 |  | HT00CP4 | -32.8735 | 151.5651 | 2 | CS | 1 | Comms
13797 | 2984356 |  | HT00CP3 | -32.8749 | 151.5658 | 2 | CS | 1 | Comms
13798 | 113534977 |  | HU000NR | -32.9322 | 151.5572 | 1 | CS | 1 | Preformed
13799 | 113535172 |  | HV000NR | -33.0054 | 151.557 | 1 | CS | 1 | Preformed
13800 | 113535177 |  | HV000NR | -33.0057 | 151.557 | 1 | CS | 1 | Preformed
13801 | 1047740 | 1001333577 | IV69001 | -33.0021 | 151.656 | 1 | CS | 3 | Standard
13802 | 1047739 | 1001333573 | IV69000 | -33.0021 | 151.6559 | 1 | CS | 3 | Standard
13803 | 75136856 |  | IV000NR | -32.995 | 151.6513 | 1 | Not CS | 0 | Preformed
13804 | 75161562 |  | IV000NR | -32.9955 | 151.6517 | 1 | Not CS | 0 | Preformed
13805 | 2572106 |  | HW000NR | -33.0496 | 151.5588 | 2 | CS | 1 | Comms
13806 | 2572107 |  | HW000NR | -33.0501 | 151.5591 | 2 | CS | 1 | Comms
13807 | 2366020 |  | HW000NR | -33.06 | 151.5044 | 2 | CS | 1 | Comms
13808 | 2366021 |  | HW000NR | -33.06 | 151.5041 | 2 | CS | 1 | Comms
13809 | 2365994 |  | GW000NR | -33.0721 | 151.4748 | 2 | CS | 1 | Comms
13810 | 3018682 |  | OR000NR | -32.7091 | 152.0661 | 1 | CS | 1 | Preformed
13811 | 76997472 |  | VP000NR | -33.1483 | 151.5779 | 1 | CS | 1 | Preformed
13812 | 2898457 |  | VP000NR | -33.1761 | 151.5398 | 1 | CS | 2 | Standard
13813 | 2898461 |  | VP000NR | -33.1803 | 151.5391 | 1 | CS | 2 | Standard
13814 | 2898465 |  | VP00005 | -33.1861 | 151.5338 | 2 | CS | 1 | Comms
13815 | 77056675 |  | BU000NR | -33.1893 | 151.5784 | 2 | CS | 1 | Comms
13816 | 76550839 |  | BU000NR | -33.2221 | 151.5453 | 2 | CS | 1 | Comms
13817 | 77991563 |  | BU000NR | -33.2091 | 151.5166 | 1 | CS | 1 | Preformed
13818 | 96478153 |  | BU000NR | -33.2096 | 151.5386 | 1 | CS | 2 | Standard
13819 | 96478150 |  | BU000NR | -33.2097 | 151.5385 | 1 | CS | 2 | Standard
13820 | 75929939 |  | TO000NR | -33.2714 | 151.5598 | 1 | CS | 1 | Preformed
13821 | 75974476 |  | TO000NR | -33.2711 | 151.5599 | 2 | CS | 1 | Comms
13822 | 2992925 |  | BV000NR | -33.3148 | 151.4104 | 1 | CS | 2 | Standard
13823 | 113532937 |  | WY000NR | -33.284 | 151.4241 | 1 | CS | 1 | Preformed
13824 | 2919922 |  | TE000NR | -33.3422 | 151.4981 | 1 | CS | 2 | Standard
13825 | 2919921 |  | TE000NR | -33.3421 | 151.4982 | 1 | CS | 2 | Standard
13826 | 2919923 |  | TE000NR | -33.3426 | 151.498 | 1 | CS | 1 | Standard
13827 | 77096730 |  | TE000NR | -33.3548 | 151.4934 | 2 | CS | 1 | Comms
13828 | 77096733 |  | TE000NR | -33.3548 | 151.4934 | 2 | CS | 1 | Comms
13829 | 1687549 |  | OU000NR | -33.3464 | 151.3704 | 1 | CS | 1 | Preformed
13830 | 1687548 |  | OU000NR | -33.3468 | 151.3704 | 1 | CS | 1 | Preformed
13831 | 1687547 |  | OU000NR | -33.347 | 151.3704 | 1 | CS | 1 | Preformed
13832 | 1687546 |  | OU000NR | -33.3472 | 151.3704 | 1 | CS | 1 | Preformed
13833 | 1687545 |  | OU000NR | -33.3475 | 151.3702 | 1 | CS | 1 | Preformed
13834 | 1687543 |  | OU000NR | -33.3487 | 151.3694 | 1 | CS | 1 | Preformed
13835 | 1687544 |  | OU000NR | -33.3479 | 151.3699 | 1 | CS | 1 | Preformed
13836 | 1687542 |  | OU000NR | -33.3483 | 151.3697 | 1 | CS | 1 | Preformed
13837 | 82392245 |  | OU000NR | -33.3492 | 151.3703 | 2 | CS | 1 | Comms
13838 | 82392234 |  | OU000NR | -33.3492 | 151.3702 | 2 | CS | 1 | Comms
13839 | 77741385 |  | OU000NR | -33.3505 | 151.3707 | 2 | CS | 1 | Comms
13840 | 77741373 |  | OU000NR | -33.3505 | 151.3705 | 2 | CS | 2 | Comms
13841 | 77741370 |  | OU000NR | -33.3506 | 151.3711 | 2 | CS | 1 | Comms
13842 | 113413240 |  | GO000NR | -33.3956 | 151.3535 | 1 | CS | 1 | Preformed
13843 | 113413260 |  | GO000NR | -33.406 | 151.3442 | 1 | CS | 1 | Preformed
13844 | 113413250 |  | GO000NR | -33.4051 | 151.3439 | 1 | CS | 1 | Preformed
13845 | 113413255 |  | GO000NR | -33.406 | 151.3435 | 1 | CS | 1 | Preformed
13846 | 76880567 |  | GO000NR | -33.4252 | 151.3545 | 1 | CS | 1 | Preformed
13847 | 87795267 |  | GO000NR | -33.4241 | 151.3437 | 1 | CS | 2 | Standard
13848 | 87782410 |  | GO000NR | -33.4243 | 151.3437 | 1 | CS | 2 | Standard
13849 | 87795181 |  | GO000NR | -33.4242 | 151.3425 | 1 | CS | 2 | Standard
13850 | 87795217 |  | GO000NR | -33.4245 | 151.3422 | 1 | CS | 2 | Standard
13851 | 87774379 |  | GO000NR | -33.4253 | 151.3417 | 1 | CS | 3 | Standard
13852 | 87769535 |  | GO000NR | -33.4258 | 151.3413 | 1 | CS | 2 | Standard
13853 | 113532647 |  | GO000NR | -33.4259 | 151.342 | 1 | CS | 1 | Preformed
13854 | 87777388 |  | GO000NR | -33.4265 | 151.3419 | 1 | CS | 2 | Standard
13855 | 113532732 |  | GO000NR | -33.4267 | 151.342 | 1 | CS | 1 | Preformed
13856 | 87774353 |  | GO000NR | -33.4268 | 151.3415 | 1 | CS | 1 | Preformed
13857 | 113538262 |  | GO000NR | -33.4269 | 151.342 | 1 | CS | 1 | Preformed
13858 | 87777406 |  | GO000NR | -33.427 | 151.3416 | 1 | CS | 2 | Standard
13859 | 113532727 |  | GO000NR | -33.4266 | 151.3403 | 1 | CS | 1 | Preformed
13860 | 113532737 |  | GO000NR | -33.4268 | 151.3401 | 1 | CS | 1 | Preformed
13861 | 113532742 |  | GO000NR | -33.4268 | 151.3402 | 1 | CS | 1 | Preformed
13862 | 87774333 |  | GO000NR | -33.4252 | 151.3435 | 1 | CS | 2 | Standard
13863 | 87795243 |  | GO000NR | -33.425 | 151.3431 | 1 | CS | 2 | Standard
13864 | 87777510 |  | GO000NR | -33.4253 | 151.344 | 1 | CS | 2 | Standard
13865 | 87774415 |  | GO000NR | -33.4255 | 151.3422 | 1 | CS | 2 | Standard
13866 | 87774433 |  | GO000NR | -33.4261 | 151.3432 | 1 | CS | 2 | Standard
13867 | 87774451 |  | GO000NR | -33.4263 | 151.3421 | 1 | CS | 2 | Standard
13868 | 113538247 |  | GO000NR | -33.4277 | 151.3418 | 1 | CS | 1 | Preformed
13869 | 87777490 |  | GO000NR | -33.4276 | 151.3418 | 1 | CS | 2 | Standard
13870 | 113532762 |  | GO000NR | -33.4272 | 151.3431 | 1 | CS | 1 | Preformed
13871 | 113538242 |  | GO000NR | -33.4278 | 151.3418 | 1 | CS | 1 | Preformed
13872 | 87777456 |  | GO000NR | -33.4274 | 151.3406 | 1 | CS | 2 | Standard
13873 | 113538257 |  | GO000NR | -33.4282 | 151.3417 | 1 | CS | 1 | Preformed
13874 | 113538252 |  | GO000NR | -33.4285 | 151.3416 | 1 | CS | 1 | Preformed
13875 | 113532777 |  | GO000NR | -33.4287 | 151.3404 | 1 | CS | 1 | Preformed
13876 | 113532782 |  | GO000NR | -33.4289 | 151.3415 | 1 | CS | 1 | Preformed
13877 | 113538237 |  | GO000NR | -33.4288 | 151.3416 | 1 | CS | 1 | Preformed
13878 | 113533972 |  | GO000NR | -33.429 | 151.3414 | 1 | CS | 1 | Preformed
13879 | 113538232 |  | GO000NR | -33.4291 | 151.3415 | 1 | CS | 1 | Preformed
13880 | 295315557 |  | GO000NR | -33.4268 | 151.3275 | 1 | CS | 1 | Preformed
13881 | 295315558 |  | GO000NR | -33.4272 | 151.3257 | 1 | CS | 1 | Preformed
13882 | 76657747 |  | WL000NR | -33.4343 | 151.3909 | 2 | CS | 1 | Comms
13883 | 78322227 |  | WL000NR | -33.415 | 151.4435 | 2 | CS | 1 | Comms
13884 | 113534317 |  | AV000NR | -33.449 | 151.4447 | 1 | CS | 2 | Preformed
13885 | 77268197 |  | AV000NR | -33.4814 | 151.4321 | 2 | CS | 1 | Comms
13886 | 76054256 |  | WW000NR | -33.5053 | 151.3338 | 1 | CS | 1 | Preformed
13887 | 78752636 |  | SI000NR | -32.5423 | 151.1487 | 2 | CS | 1 | Comms
13888 | 78752649 |  | SI000NR | -32.5428 | 151.1477 | 2 | CS | 1 | Comms
13889 | 78752652 |  | SI000NR | -32.5428 | 151.1479 | 2 | CS | 1 | Comms
13890 | 80107372 |  | SI000NR | -32.5448 | 151.147 | 2 | CS | 1 | Comms
13891 | 78752617 |  | SI000NR | -32.5458 | 151.1495 | 2 | CS | 1 | Comms
13892 | 2984362 |  | SI000NR | -32.5459 | 151.1495 | 2 | CS | 1 | Comms
13893 | 78051085 |  | GO000NR | -33.4073 | 151.2952 | 2 | CS | 1 | Comms
13894 | 76137029 |  | CA000NR | -33.4266 | 151.2882 | 1 | CS | 1 | Preformed
13895 | 80534272 |  | CA000NR | -33.427 | 151.2881 | 1 | CS | 1 | Preformed
13896 | 76137032 |  | CA000NR | -33.4269 | 151.2883 | 1 | CS | 1 | Preformed
13897 | 76137035 |  | CA000NR | -33.4273 | 151.2886 | 1 | CS | 1 | Preformed
13898 | 76137046 |  | CA000NR | -33.4284 | 151.2897 | 1 | CS | 1 | Preformed
13899 | 76137049 |  | CA000NR | -33.4287 | 151.2902 | 1 | CS | 1 | Preformed
13900 | 80509867 |  | CA000NR | -33.4289 | 151.2901 | 1 | CS | 1 | Preformed
13901 | 80534247 |  | CA000NR | -33.4274 | 151.2883 | 1 | CS | 1 | Preformed
13902 | 80529076 |  | CA000NR | -33.4279 | 151.2886 | 1 | CS | 1 | Preformed
13903 | 76137042 |  | CA000NR | -33.4281 | 151.2893 | 1 | CS | 1 | Preformed
13904 | 76137038 |  | CA000NR | -33.4277 | 151.2889 | 1 | CS | 1 | Preformed
13905 | 80529051 |  | CA000NR | -33.4283 | 151.2891 | 1 | CS | 1 | Preformed
13906 | 80528984 |  | CA000NR | -33.4286 | 151.2895 | 1 | CS | 4 | Preformed
13907 | 80509815 |  | CA000NR | -33.4292 | 151.2906 | 1 | CS | 1 | Preformed
13908 | 98769713 |  | GO000NR | -33.4271 | 151.3186 | 1 | CS | 2 | Standard
13909 | 2537789 |  | WW000NR | -33.4519 | 151.3167 | 1 | CS | 1 | Preformed
13910 | 2537790 |  | WW000NR | -33.452 | 151.3168 | 1 | CS | 1 | Preformed
13911 | 102523298 |  | WW000NR | -33.4836 | 151.3256 | 1 | CS | 1 | Standard
13912 | 113537057 |  | WW000NR | -33.4859 | 151.3238 | 1 | CS | 2 | Preformed
13913 | 113538322 |  | WW000NR | -33.486 | 151.3237 | 1 | CS | 1 | Preformed
13914 | 1834142 |  | PB000NR | -33.621 | 151.3206 | 1 | CS | 1 | Preformed
13915 | 1834143 |  | PB000NR | -33.6362 | 151.3286 | 1 | CS | 1 | Preformed
13916 | 1834144 |  | PB000NR | -33.6364 | 151.329 | 1 | CS | 1 | Preformed
13917 | 1834147 |  | PB000NR | -33.6367 | 151.3293 | 1 | CS | 1 | Preformed
13918 | 1834146 |  | PB000NR | -33.6366 | 151.3295 | 1 | CS | 1 | Preformed
13919 | 1834145 |  | PB000NR | -33.6365 | 151.3291 | 1 | CS | 1 | Preformed
13920 | 1834148 |  | PB000NR | -33.6368 | 151.3289 | 1 | CS | 1 | Preformed
13921 | 1834150 |  | PB000NR | -33.637 | 151.3288 | 1 | CS | 2 | Preformed
13922 | 1834152 |  | PB000NR | -33.6371 | 151.3287 | 1 | CS | 1 | Preformed
13923 | 1834151 |  | PB000NR | -33.637 | 151.3292 | 1 | CS | 1 | Preformed
13924 | 1834153 |  | PB000NR | -33.6371 | 151.3291 | 1 | CS | 1 | Preformed
13925 | 1834158 |  | PB000NR | -33.6373 | 151.329 | 1 | CS | 1 | Preformed
13926 | 1834159 |  | PB000NR | -33.6374 | 151.3289 | 1 | CS | 2 | Preformed
13927 | 1834160 |  | PB000NR | -33.6377 | 151.3288 | 1 | CS | 2 | Preformed
13928 | 1834154 |  | PB000NR | -33.6378 | 151.3284 | 1 | CS | 1 | Preformed
13929 | 1834161 |  | PB000NR | -33.6379 | 151.3286 | 1 | CS | 1 | Preformed
13930 | 1834155 |  | PB000NR | -33.6383 | 151.3284 | 1 | CS | 1 | Preformed
13931 | 1834156 |  | PB000NR | -33.6385 | 151.328 | 1 | CS | 1 | Preformed
13932 | 1834157 |  | PB000NR | -33.6387 | 151.3279 | 1 | CS | 1 | Preformed
13933 | 1834149 |  | PB000NR | -33.6368 | 151.3298 | 1 | CS | 1 | Preformed
13934 | 1834044 |  | MV000NR | -33.6541 | 151.3214 | 1 | CS | 1 | Preformed
13935 | 1834062 |  | MV000NR | -33.6542 | 151.3213 | 1 | CS | 1 | Preformed
13936 | 1834045 |  | MV000NR | -33.6541 | 151.3219 | 1 | CS | 1 | Preformed
13937 | 1834064 |  | MV000NR | -33.6544 | 151.3215 | 1 | CS | 1 | Preformed
13938 | 1834065 |  | MV000NR | -33.6546 | 151.3213 | 1 | CS | 1 | Preformed
13939 | 1834067 |  | MV000NR | -33.6546 | 151.3212 | 1 | CS | 1 | Preformed
13940 | 1834063 |  | MV000NR | -33.6544 | 151.3211 | 1 | CS | 1 | Preformed
13941 | 1834066 |  | MV000NR | -33.6546 | 151.3209 | 1 | CS | 1 | Preformed
13942 | 1834048 |  | MV000NR | -33.6553 | 151.3204 | 1 | CS | 1 | Preformed
13943 | 1834068 |  | MV000NR | -33.6548 | 151.3211 | 1 | CS | 1 | Preformed
13944 | 1834069 |  | MV000NR | -33.6548 | 151.321 | 1 | CS | 2 | Preformed
13945 | 1834070 |  | MV000NR | -33.655 | 151.3208 | 1 | CS | 2 | Preformed
13946 | 1834071 |  | MV000NR | -33.6551 | 151.3207 | 1 | CS | 1 | Preformed
13947 | 1834087 |  | MV000NR | -33.6551 | 151.3206 | 1 | CS | 1 | Preformed
13948 | 1834052 |  | MV000NR | -33.6557 | 151.3198 | 1 | CS | 1 | Preformed
13949 | 1834051 |  | MV000NR | -33.6556 | 151.32 | 1 | CS | 1 | Preformed
13950 | 1834055 |  | MV000NR | -33.656 | 151.3195 | 1 | CS | 1 | Preformed
13951 | 1834053 |  | MV000NR | -33.6558 | 151.3197 | 1 | CS | 1 | Preformed
13952 | 1834057 |  | MV000NR | -33.6561 | 151.3193 | 1 | CS | 1 | Preformed
13953 | 1834072 |  | MV000NR | -33.6753 | 151.3035 | 1 | CS | 1 | Preformed
13954 | 1834073 |  | MV000NR | -33.6754 | 151.3036 | 1 | CS | 1 | Preformed
13955 | 1834074 |  | MV000NR | -33.6756 | 151.3039 | 1 | CS | 1 | Preformed
13956 | 1834078 |  | MV000NR | -33.6762 | 151.303 | 1 | CS | 1 | Preformed
13957 | 1834080 |  | MV000NR | -33.6763 | 151.303 | 1 | CS | 1 | Preformed
13958 | 1834079 |  | MV000NR | -33.6762 | 151.3035 | 1 | CS | 1 | Preformed
13959 | 1834076 |  | MV000NR | -33.6761 | 151.3034 | 1 | CS | 1 | Preformed
13960 | 1834077 |  | MV000NR | -33.6761 | 151.3034 | 1 | CS | 1 | Preformed
13961 | 1834081 |  | MV000NR | -33.6763 | 151.3032 | 1 | CS | 1 | Preformed
13962 | 1834096 |  | MV000NR | -33.6773 | 151.306 | 1 | CS | 1 | Preformed
13963 | 1834082 |  | MV000NR | -33.677 | 151.3043 | 1 | CS | 4 | Preformed
13964 | 1834083 |  | MV000NR | -33.6777 | 151.3032 | 1 | CS | 1 | Preformed
13965 | 1834085 |  | MV000NR | -33.6785 | 151.3032 | 1 | CS | 1 | Preformed
13966 | 1834086 |  | MV000NR | -33.6786 | 151.3031 | 1 | CS | 1 | Preformed
13967 | 1834090 |  | MV000NR | -33.6789 | 151.3028 | 1 | CS | 1 | Preformed
13968 | 1834100 |  | MV000NR | -33.705 | 151.3048 | 1 | CS | 1 | Preformed
13969 | 1834101 |  | MV000NR | -33.7053 | 151.3047 | 1 | CS | 1 | Preformed
13970 | 1834102 |  | MV000NR | -33.7055 | 151.3047 | 1 | CS | 1 | Preformed
13971 | 1834335 |  | TH000NR | -33.6739 | 151.287 | 2 | CS | 1 | Comms
13972 | 1834334 |  | TH000NR | -33.6754 | 151.2867 | 2 | CS | 1 | Comms
13974 | 1834075 |  | MV000NR | -33.676 | 151.3026 | 1 | CS | 4 | Preformed
13975 | 1834093 |  | MV000NR | -33.6791 | 151.302 | 1 | CS | 1 | Preformed
13976 | 1834089 |  | MV000NR | -33.6789 | 151.3017 | 1 | CS | 1 | Preformed
13977 | 1834088 |  | MV000NR | -33.6787 | 151.3014 | 1 | CS | 1 | Preformed
13978 | 1834092 |  | MV000NR | -33.679 | 151.3025 | 1 | CS | 1 | Preformed
13979 | 1834094 |  | MV000NR | -33.6791 | 151.3027 | 1 | CS | 1 | Preformed
13980 | 1834097 |  | MV000NR | -33.6797 | 151.3025 | 1 | CS | 1 | Preformed
13981 | 1834099 |  | MV000NR | -33.6801 | 151.3025 | 1 | CS | 2 | Preformed
13982 | 1834098 |  | MV000NR | -33.6801 | 151.3025 | 1 | CS | 1 | Preformed
13983 | 1834278 |  | TH000NR | -33.6963 | 151.2911 | 1 | CS | 2 | Preformed
13984 | 1834279 |  | TH000NR | -33.6963 | 151.2915 | 1 | CS | 2 | Preformed
13985 | 1834103 |  | MV000NR | -33.7103 | 151.2961 | 1 | CS | 1 | Preformed
13986 | 1834104 |  | MV000NR | -33.7104 | 151.2959 | 1 | CS | 2 | Preformed
13987 | 1834105 |  | MV000NR | -33.7106 | 151.2955 | 1 | CS | 1 | Preformed
13988 | 1834245 |  | TH000NR | -33.6802 | 151.2272 | 1 | CS | 1 | Preformed
13989 | 1834246 |  | TH000NR | -33.6804 | 151.227 | 1 | CS | 2 | Preformed
13990 | 1834244 |  | TH000NR | -33.6801 | 151.2249 | 1 | CS | 2 | Preformed
13991 | 1834249 |  | TH000NR | -33.6806 | 151.2246 | 1 | CS | 2 | Preformed
13992 | 1834247 |  | TH000NR | -33.6804 | 151.2247 | 1 | CS | 2 | Preformed
13993 | 1834251 |  | TH000NR | -33.6811 | 151.2241 | 1 | CS | 1 | Preformed
13994 | 1834258 |  | TH000NR | -33.6817 | 151.224 | 1 | CS | 1 | Preformed
13995 | 1834260 |  | TH000NR | -33.6819 | 151.2239 | 1 | CS | 1 | Preformed
13996 | 1834267 |  | TH000NR | -33.6828 | 151.2243 | 1 | CS | 1 | Preformed
13997 | 1834261 |  | TH000NR | -33.6833 | 151.223 | 1 | CS | 1 | Preformed
13998 | 1834262 |  | TH000NR | -33.6834 | 151.223 | 1 | CS | 1 | Preformed
13999 | 1834250 |  | TH000NR | -33.6811 | 151.2276 | 1 | CS | 1 | Preformed
14000 | 1834273 |  | TH000NR | -33.685 | 151.2265 | 1 | CS | 1 | Preformed
14001 | 1834274 |  | TH000NR | -33.6851 | 151.2266 | 1 | CS | 1 | Preformed
14002 | 1834275 |  | TH000NR | -33.6854 | 151.2265 | 1 | CS | 1 | Preformed
14003 | 1834265 |  | TH000NR | -33.6841 | 151.2223 | 1 | CS | 1 | Preformed
14004 | 1834263 |  | TH000NR | -33.6837 | 151.2228 | 1 | CS | 1 | Preformed
14005 | 1834264 |  | TH000NR | -33.6841 | 151.2227 | 1 | CS | 1 | Preformed
14006 | 1834266 |  | TH000NR | -33.6842 | 151.2234 | 1 | CS | 1 | Preformed
14007 | 1834268 |  | TH000NR | -33.6835 | 151.2238 | 1 | CS | 1 | Preformed
14008 | 1834270 |  | TH000NR | -33.6838 | 151.2242 | 1 | CS | 1 | Preformed
14009 | 1834269 |  | TH000NR | -33.6837 | 151.2237 | 1 | CS | 1 | Preformed
14010 | 1834272 |  | TH000NR | -33.6845 | 151.2242 | 1 | CS | 1 | Preformed
14011 | 1834271 |  | TH000NR | -33.6844 | 151.2239 | 1 | CS | 1 | Preformed
14012 | 74844557 |  | BE000NR | -33.6206 | 151.1493 | 1 | CS | 1 | Preformed
14013 | 1833861 |  | MC000NR | -33.6677 | 151.1034 | 1 | CS | 1 | Preformed
14014 | 1833834 |  | MC000NR | -33.6676 | 151.1041 | 1 | CS | 1 | Preformed
14015 | 1833835 |  | MC000NR | -33.6679 | 151.1033 | 1 | CS | 1 | Preformed
14016 | 1834284 |  | MC000NR | -33.7018 | 151.108 | 1 | CS | 1 | Preformed
14017 | 7001 | 1001323220 | MC30007 | -33.7053 | 151.0998 | 1 | CS | 1 | Standard
14018 | 7002 | 1001323230 | MC30008 | -33.7053 | 151.0998 | 1 | CS | 1 | Standard
14019 | 1834343 |  | MC000NR | -33.7084 | 151.1173 | 2 | CS | 1 | Comms
14020 | 1820661 |  | DU000NR | -33.7023 | 151.095 | 2 | CS | 2 | Comms
14021 | 1940888 |  | DU00001 | -33.7083 | 151.0975 | 1 | CS | 2 | Standard
14022 | 1962360 |  | DU000NR | -33.6582 | 151.0412 | 2 | CS | 1 | Comms
14023 | 1962359 |  | DU000NR | -33.6582 | 151.0412 | 2 | CS | 1 | Comms
14024 | 108098873 |  | SU16326 | -34.0149 | 151.0113 | 2 | CS | 1 | Comms
14025 | 99562961 |  | EP000NR | -33.7384 | 151.0719 | 1 | CS | 2 | Standard
14026 | 99562958 |  | EP000NR | -33.7386 | 151.0722 | 1 | CS | 2 | Standard
14027 | 77877890 |  | EP000NR | -33.7405 | 151.0638 | 2 | CS | 1 | Comms
14028 | 1834299 |  | EP000NR | -33.7591 | 151.0824 | 2 | CS | 1 | Comms
14029 | 1834301 |  | EP000NR | -33.7616 | 151.0834 | 2 | CS | 1 | Comms
14030 | 1834300 |  | EP000NR | -33.7611 | 151.0828 | 2 | CS | 1 | Comms
14031 | 72582105 |  | EP000NR | -33.7677 | 151.0824 | 2 | CS | 1 | Comms
14032 | 72535617 |  | EP000NR | -33.7675 | 151.0816 | 2 | CS | 1 | Comms
14033 | 1834162 |  | PY000NR | -33.7216 | 151.1041 | 1 | CS | 1 | Preformed
14034 | 1834163 |  | PY000NR | -33.7331 | 151.0997 | 1 | CS | 1 | Preformed
14035 | 1834164 |  | PY000NR | -33.7332 | 151.1003 | 1 | CS | 1 | Preformed
14036 | 1834312 |  | PY000NR | -33.7292 | 151.1591 | 2 | CS | 1 | Comms
14037 | 1834314 |  | PY000NR | -33.729 | 151.1576 | 2 | CS | 1 | Comms
14038 | 1834313 |  | PY000NR | -33.7289 | 151.1611 | 2 | CS | 1 | Comms
14039 | 1834321 |  | PY000NR | -33.7389 | 151.1524 | 2 | CS | 1 | Comms
14040 | 1834327 |  | PY000NR | -33.739 | 151.1521 | 2 | CS | 1 | Comms
14041 | 1834325 |  | PY000NR | -33.7425 | 151.1554 | 2 | CS | 1 | Comms
14042 | 1834326 |  | PY000NR | -33.7425 | 151.1558 | 2 | CS | 1 | Comms
14043 | 1834328 |  | PY000NR | -33.7328 | 151.131 | 2 | CS | 1 | Comms
14044 | 1834347 |  | PY000NR | -33.7513 | 151.1568 | 2 | CS | 1 | Comms
14045 | 2842628 |  | PY000NR | -33.7546 | 151.172 | 2 | CS | 1 | Comms
14046 | 71022887 |  | PY000NR | -33.7547 | 151.1718 | 2 | CS | 1 | Comms
14047 | 2842629 |  | PY000NR | -33.7552 | 151.1728 | 2 | CS | 1 | Comms
14048 | 1834243 |  | PY000NR | -33.7786 | 151.1352 | 1 | CS | 1 | Preformed
14049 | 1834242 |  | PY000NR | -33.7785 | 151.1349 | 1 | CS | 1 | Preformed
14050 | 113536157 |  | GL000NR | -33.7876 | 151.1321 | 1 | CS | 1 | Preformed
14051 | 1834295 |  | PY000NR | -33.7869 | 151.1312 | 2 | CS | 1 | Comms
14052 | 1834296 |  | GL000NR | -33.7871 | 151.1315 | 2 | CS | 1 | Comms
14053 | 83989697 |  | PY000NR | -33.7785 | 151.1226 | 1 | CS | 2 | Standard
14054 | 95702800 |  | PY000NR | -33.7777 | 151.1078 | 2 | CS | 1 | Comms
14055 | 1834294 |  | EP000NR | -33.7717 | 151.0962 | 2 | CS | 1 | Comms
14056 | 78843189 |  | GL000NR | -33.8015 | 151.117 | 2 | CS | 1 | Comms
14057 | 78843185 |  | GL000NR | -33.8015 | 151.117 | 2 | CS | 1 | Comms
14058 | 77639792 |  | GL000NR | -33.801 | 151.1161 | 2 | CS | 1 | Comms
14059 | 1834345 |  | GL000NR | -33.8059 | 151.1264 | 2 | CS | 1 | Comms
14060 | 1833768 |  | GL000NR | -33.8247 | 151.1124 | 1 | CS | 1 | Preformed
14061 | 1834311 |  | GL000NR | -33.7976 | 151.1389 | 1 | CS | 1 | Preformed
14062 | 1833766 |  | GL000NR | -33.809 | 151.1553 | 1 | CS | 1 | Preformed
14063 | 7260 | 1001323653 | GL10087 | -33.8052 | 151.1794 | 1 | CS | 2 | Standard
14064 | 113536342 |  | GL000NR | -33.8047 | 151.1806 | 1 | CS | 1 | Preformed
14065 | 1833769 |  | GL000NR | -33.8146 | 151.17 | 1 | CS | 1 | Preformed
14066 | 1834320 |  | GL000NR | -33.8109 | 151.1491 | 2 | CS | 1 | Comms
14067 | 1834339 |  | GL000NR | -33.8111 | 151.1464 | 2 | CS | 1 | Comms
14068 | 3031564 |  | GL000NR | -33.8148 | 151.14 | 2 | CS | 1 | Comms
14069 | 1834331 |  | GL000NR | -33.8146 | 151.1408 | 2 | CS | 1 | Comms
14070 | 3031565 |  | GL000NR | -33.8146 | 151.1407 | 2 | CS | 1 | Comms
14071 | 113534952 |  | RP000NR | -33.8655 | 151.0902 | 1 | CS | 1 | Preformed
14072 | 2546354 |  | PA01904 | -33.8298 | 151.048 | 2 | CS | 1 | Comms
14073 | 113538162 |  | PA000NR | -33.852 | 151.0684 | 1 | CS | 1 | Preformed
14074 | 2902755 |  | PA00AUX | -33.853 | 151.0626 | 1 | CS | 1 | Preformed
14075 | 2902754 |  | PA00AUX | -33.853 | 151.0626 | 1 | CS | 1 | Preformed
14076 | 2902752 |  | PA00AUX | -33.8531 | 151.0619 | 1 | CS | 1 | Preformed
14077 | 2902753 |  | PA00AUX | -33.8531 | 151.0619 | 1 | CS | 1 | Preformed
14078 | 2902751 |  | PA00AUX | -33.8533 | 151.0623 | 1 | CS | 1 | Preformed
14079 | 2902750 |  | PA00AUX | -33.8533 | 151.0623 | 1 | CS | 1 | Preformed
14080 | 83076930 |  | FF000NR | -33.7264 | 151.1996 | 2 | CS | 1 | Comms
14081 | 83076949 |  | FF000NR | -33.7273 | 151.1991 | 2 | CS | 1 | Comms
14082 | 82484371 |  | FF000NR | -33.7271 | 151.2096 | 2 | CS | 1 | Comms
14083 | 1834323 |  | FF000NR | -33.7278 | 151.2095 | 2 | CS | 1 | Comms
14084 | 82484342 |  | FF000NR | -33.7278 | 151.209 | 2 | CS | 1 | Comms
14085 | 83076916 |  | FF000NR | -33.7263 | 151.2025 | 2 | CS | 1 | Comms
14086 | 83076895 |  | FF000NR | -33.7273 | 151.2056 | 2 | CS | 1 | Comms
14087 | 1834172 |  | PY000NR | -33.7358 | 151.1911 | 1 | CS | 1 | Preformed
14088 | 1834170 |  | PY000NR | -33.7357 | 151.1912 | 1 | CS | 1 | Preformed
14089 | 1834213 |  | PY000NR | -33.7364 | 151.1916 | 1 | CS | 1 | Preformed
14090 | 1834166 |  | PY000NR | -33.7357 | 151.1901 | 1 | CS | 1 | Preformed
14091 | 1834174 |  | PY000NR | -33.7359 | 151.1904 | 1 | CS | 1 | Preformed
14092 | 1834171 |  | PY000NR | -33.7357 | 151.1907 | 1 | CS | 1 | Preformed
14093 | 1834167 |  | PY000NR | -33.7357 | 151.1908 | 1 | CS | 1 | Preformed
14094 | 1834187 |  | PY000NR | -33.7365 | 151.1909 | 1 | CS | 1 | Preformed
14095 | 1834183 |  | PY000NR | -33.7363 | 151.1904 | 1 | CS | 1 | Preformed
14096 | 1834178 |  | PY000NR | -33.7355 | 151.1925 | 1 | CS | 1 | Preformed
14097 | 1834217 |  | PY000NR | -33.7367 | 151.192 | 1 | CS | 1 | Preformed
14098 | 1834216 |  | PY000NR | -33.7365 | 151.193 | 1 | CS | 1 | Preformed
14099 | 1834221 |  | PY000NR | -33.7372 | 151.1925 | 1 | CS | 1 | Preformed
14100 | 1834218 |  | PY000NR | -33.7368 | 151.1931 | 1 | CS | 1 | Preformed
14101 | 1834230 |  | PY000NR | -33.7375 | 151.1934 | 1 | CS | 1 | Preformed
14102 | 1834226 |  | PY000NR | -33.7374 | 151.1931 | 1 | CS | 1 | Preformed
14103 | 1834231 |  | PY000NR | -33.7379 | 151.1937 | 1 | CS | 1 | Preformed
14104 | 1834233 |  | PY000NR | -33.738 | 151.1935 | 1 | CS | 1 | Preformed
14105 | 1834223 |  | PY000NR | -33.7373 | 151.1923 | 1 | CS | 1 | Preformed
14106 | 1834227 |  | PY000NR | -33.7375 | 151.192 | 1 | CS | 1 | Preformed
14107 | 1834225 |  | PY000NR | -33.7374 | 151.1928 | 1 | CS | 1 | Preformed
14108 | 1834189 |  | PY000NR | -33.7366 | 151.1909 | 1 | CS | 1 | Preformed
14109 | 1834193 |  | PY000NR | -33.7369 | 151.1905 | 1 | CS | 1 | Preformed
14110 | 1834197 |  | PY000NR | -33.7373 | 151.191 | 1 | CS | 1 | Preformed
14111 | 1834195 |  | PY000NR | -33.7372 | 151.1906 | 1 | CS | 1 | Preformed
14112 | 1834188 |  | PY000NR | -33.7365 | 151.1911 | 1 | CS | 1 | Preformed
14113 | 1834191 |  | PY000NR | -33.7368 | 151.1913 | 1 | CS | 1 | Preformed
14114 | 1834219 |  | PY000NR | -33.7371 | 151.1915 | 1 | CS | 1 | Preformed
14115 | 1834224 |  | PY000NR | -33.7374 | 151.1915 | 1 | CS | 1 | Preformed
14116 | 1834228 |  | PY000NR | -33.7375 | 151.1919 | 1 | CS | 1 | Preformed
14117 | 1834235 |  | PY000NR | -33.7381 | 151.1917 | 1 | CS | 1 | Preformed
14118 | 1834234 |  | PY000NR | -33.738 | 151.1914 | 1 | CS | 1 | Preformed
14119 | 1834202 |  | PY000NR | -33.7379 | 151.1902 | 1 | CS | 1 | Preformed
14120 | 1834204 |  | PY000NR | -33.7382 | 151.1905 | 1 | CS | 1 | Preformed
14121 | 1834173 |  | PY000NR | -33.7359 | 151.1895 | 1 | CS | 1 | Preformed
14122 | 1834186 |  | PY000NR | -33.7364 | 151.1895 | 1 | CS | 1 | Preformed
14123 | 1834185 |  | PY000NR | -33.7363 | 151.1894 | 1 | CS | 1 | Preformed
14124 | 1834184 |  | PY000NR | -33.7363 | 151.1886 | 1 | CS | 1 | Preformed
14125 | 1834190 |  | PY000NR | -33.7368 | 151.1886 | 1 | CS | 1 | Preformed
14126 | 1834196 |  | PY000NR | -33.7372 | 151.1886 | 1 | CS | 1 | Preformed
14127 | 1834198 |  | PY000NR | -33.7373 | 151.1884 | 1 | CS | 4 | Preformed
14128 | 1834192 |  | PY000NR | -33.7368 | 151.1895 | 1 | CS | 1 | Preformed
14129 | 1834194 |  | Unknown Pit | -33.7372 | 151.1897 | 1 | CS | 1 | Preformed
14130 | 1834199 |  | PY000NR | -33.7374 | 151.1899 | 1 | CS | 1 | Preformed
14131 | 1834203 |  | PY000NR | -33.7381 | 151.1899 | 1 | CS | 1 | Preformed
14132 | 1834200 |  | PY000NR | -33.7375 | 151.1891 | 1 | CS | 1 | Preformed
14133 | 1834181 |  | PY000NR | -33.736 | 151.1942 | 1 | CS | 1 | Preformed
14134 | 1820663 |  | FF000NR | -33.7366 | 151.1955 | 1 | CS | 1 | Preformed
14135 | 1834215 |  | PY000NR | -33.7364 | 151.1944 | 1 | CS | 1 | Preformed
14136 | 1834229 |  | PY000NR | -33.7375 | 151.1945 | 1 | CS | 1 | Preformed
14137 | 1834232 |  | PY000NR | -33.738 | 151.1948 | 1 | CS | 1 | Preformed
14138 | 1834222 |  | PY000NR | -33.7373 | 151.1943 | 1 | CS | 1 | Preformed
14139 | 1834238 |  | PY000NR | -33.7383 | 151.1938 | 1 | CS | 1 | Preformed
14140 | 1834236 |  | PY000NR | -33.7382 | 151.1939 | 1 | CS | 1 | Preformed
14141 | 1834239 |  | PY000NR | -33.7384 | 151.1951 | 1 | CS | 1 | Preformed
14142 | 1834207 |  | PY000NR | -33.7383 | 151.1896 | 1 | CS | 1 | Preformed
14143 | 1834209 |  | PY000NR | -33.7386 | 151.1893 | 1 | CS | 1 | Preformed
14144 | 1834210 |  | PY000NR | -33.7387 | 151.1892 | 1 | CS | 1 | Preformed
14145 | 1834211 |  | PY000NR | -33.7389 | 151.189 | 1 | CS | 1 | Preformed
14146 | 1834241 |  | PY000NR | -33.7391 | 151.1888 | 1 | CS | 1 | Preformed
14147 | 1834205 |  | PY000NR | -33.7383 | 151.1911 | 1 | CS | 1 | Preformed
14148 | 1834237 |  | PY000NR | -33.7382 | 151.1916 | 1 | CS | 1 | Preformed
14149 | 1834206 |  | PY000NR | -33.7383 | 151.1912 | 1 | CS | 1 | Preformed
14150 | 1834208 |  | PY000NR | -33.7386 | 151.1909 | 1 | CS | 1 | Preformed
14151 | 1820662 |  | FF000NR | -33.7304 | 151.2213 | 1 | CS | 1 | Preformed
14152 | 295358500 |  | FF000NR | -33.7294 | 151.2304 | 1 | CS | 2 | Standard
14153 | 1820665 |  | FF000NR | -33.7391 | 151.2271 | 1 | CS | 1 | Preformed
14154 | 1820679 |  | FF000NR | -33.7393 | 151.228 | 1 | CS | 1 | Preformed
14155 | 1820669 |  | FF000NR | -33.7398 | 151.2273 | 1 | CS | 1 | Preformed
14156 | 1820664 |  | FF000NR | -33.739 | 151.2262 | 1 | CS | 1 | Preformed
14157 | 1820668 |  | FF000NR | -33.7397 | 151.2268 | 1 | CS | 1 | Preformed
14158 | 1820667 |  | FF000NR | -33.7396 | 151.2262 | 1 | CS | 1 | Preformed
14159 | 1820670 |  | FF000NR | -33.7401 | 151.2261 | 1 | CS | 1 | Preformed
14160 | 1820671 |  | FF000NR | -33.7406 | 151.226 | 1 | CS | 1 | Preformed
14161 | 1820672 |  | FF000NR | -33.7406 | 151.2273 | 1 | CS | 1 | Preformed
14162 | 1820674 |  | FF000NR | -33.7407 | 151.2268 | 1 | CS | 1 | Preformed
14163 | 1834319 |  | FF000NR | -33.7387 | 151.2206 | 2 | CS | 1 | Comms
14164 | 1820692 |  | FF000NR | -33.7475 | 151.2106 | 1 | CS | 1 | Preformed
14165 | 1820711 |  | FF000NR | -33.7562 | 151.2359 | 1 | CS | 1 | Preformed
14166 | 1820712 |  | FF000NR | -33.7566 | 151.2359 | 1 | CS | 1 | Preformed
14167 | 295358499 |  | EP000NR | -33.7606 | 151.2172 | 2 | CS | 1 | Comms
14168 | 1820709 |  | FF000NR | -33.7526 | 151.2446 | 1 | CS | 1 | Preformed
14169 | 1820710 |  | FF000NR | -33.7529 | 151.2445 | 1 | CS | 1 | Preformed
14170 | 1820713 |  | FF000NR | -33.7543 | 151.2465 | 1 | CS | 1 | Preformed
14171 | 1820714 |  | FF000NR | -33.7548 | 151.2465 | 1 | CS | 1 | Preformed
14172 | 7103 | 1001321192 | FF22079 | -33.766 | 151.2658 | 1 | CS | 1 | Standard
14173 | 7105 | 1001321223 | FF22080 | -33.7665 | 151.2657 | 1 | CS | 1 | Standard
14174 | 7107 | 1001321228 | FF22081 | -33.7668 | 151.2656 | 1 | CS | 1 | Standard
14175 | 7109 | 1001321233 | FF22082 | -33.7672 | 151.2655 | 1 | CS | 1 | Standard
14176 | 7111 | 1001321236 | FF22083 | -33.7675 | 151.2654 | 1 | CS | 1 | Standard
14177 | 7112 | 1001321241 | FF22084 | -33.7675 | 151.2654 | 1 | CS | 1 | Standard
14178 | 7114 | 1001321196 | FF22085 | -33.7681 | 151.265 | 1 | CS | 1 | Standard
14179 | 1824968 |  | FF000NR | -33.7686 | 151.2648 | 1 | CS | 1 | Preformed
14180 | 1824969 |  | FF000NR | -33.7697 | 151.2662 | 1 | CS | 1 | Preformed
14181 | 1833687 |  | FF000NR | -33.77 | 151.266 | 1 | CS | 1 | Preformed
14182 | 1833690 |  | FF000NR | -33.77 | 151.2658 | 1 | CS | 1 | Preformed
14183 | 1833691 |  | FF000NR | -33.7701 | 151.2658 | 1 | CS | 1 | Preformed
14184 | 1833688 |  | FF000NR | -33.7702 | 151.2656 | 1 | CS | 1 | Preformed
14185 | 1833689 |  | FF000NR | -33.7705 | 151.2656 | 1 | CS | 1 | Preformed
14186 | 1833692 |  | FF000NR | -33.7708 | 151.2657 | 1 | CS | 1 | Preformed
14187 | 1833693 |  | FF000NR | -33.7711 | 151.2657 | 1 | CS | 1 | Preformed
14188 | 1833694 |  | FF000NR | -33.7711 | 151.2654 | 1 | CS | 1 | Preformed
14189 | 1833695 |  | FF000NR | -33.7716 | 151.2657 | 1 | CS | 1 | Preformed
14190 | 1833696 |  | FF000NR | -33.7718 | 151.2657 | 1 | CS | 1 | Preformed
14191 | 1833697 |  | FF000NR | -33.7725 | 151.2658 | 1 | CS | 1 | Preformed
14192 | 1833698 |  | FF000NR | -33.7728 | 151.2658 | 1 | CS | 1 | Preformed
14193 | 1833699 |  | FF000NR | -33.7732 | 151.2658 | 1 | CS | 1 | Preformed
14194 | 1833700 |  | FF000NR | -33.7734 | 151.2658 | 1 | CS | 1 | Preformed
14195 | 1833701 |  | FF000NR | -33.7737 | 151.2659 | 1 | CS | 1 | Preformed
14196 | 1833702 |  | FF000NR | -33.7742 | 151.266 | 1 | CS | 1 | Preformed
14197 | 1833703 |  | FF000NR | -33.7744 | 151.2661 | 1 | CS | 1 | Preformed
14198 | 1833716 |  | FF000NR | -33.7747 | 151.2662 | 1 | CS | 1 | Preformed
14199 | 1833704 |  | FF000NR | -33.7749 | 151.2662 | 1 | CS | 1 | Preformed
14200 | 1833706 |  | FF000NR | -33.7754 | 151.2663 | 1 | CS | 1 | Preformed
14201 | 1833707 |  | FF000NR | -33.7757 | 151.2664 | 1 | CS | 1 | Preformed
14202 | 1833705 |  | FF000NR | -33.7751 | 151.2661 | 1 | CS | 1 | Preformed
14203 | 1833708 |  | FF000NR | -33.7759 | 151.2665 | 1 | CS | 1 | Preformed
14204 | 1833709 |  | FF000NR | -33.7763 | 151.2665 | 1 | CS | 1 | Preformed
14205 | 1833710 |  | FF000NR | -33.7809 | 151.2676 | 1 | CS | 1 | Preformed
14206 | 1833713 |  | FF000NR | -33.7811 | 151.2676 | 1 | CS | 1 | Preformed
14207 | 1833714 |  | FF000NR | -33.7813 | 151.2677 | 1 | CS | 1 | Preformed
14208 | 1833718 |  | FF000NR | -33.7817 | 151.2676 | 1 | CS | 1 | Preformed
14209 | 1833720 |  | FF000NR | -33.7827 | 151.267 | 1 | CS | 1 | Preformed
14210 | 1833721 |  | FF000NR | -33.7828 | 151.2674 | 1 | CS | 1 | Preformed
14211 | 1833722 |  | FF000NR | -33.7829 | 151.2678 | 1 | CS | 1 | Preformed
14212 | 1833723 |  | FF000NR | -33.7829 | 151.2673 | 1 | CS | 1 | Preformed
14213 | 1833724 |  | FF000NR | -33.7829 | 151.2673 | 1 | CS | 1 | Preformed
14214 | 1833725 |  | FF000NR | -33.783 | 151.2674 | 1 | CS | 1 | Preformed
14215 | 1833726 |  | FF000NR | -33.7832 | 151.2674 | 1 | CS | 1 | Preformed
14216 | 1833727 |  | FF000NR | -33.7834 | 151.2673 | 1 | CS | 1 | Preformed
14217 | 1833729 |  | FF000NR | -33.7836 | 151.2673 | 1 | CS | 1 | Preformed
14218 | 1834346 |  | FF000NR | -33.765 | 151.2195 | 2 | CS | 1 | Comms
14219 | 1834280 |  | FF000NR | -33.7477 | 151.2004 | 1 | CS | 1 | Preformed
14220 | 1820684 |  | FF000NR | -33.7472 | 151.2105 | 1 | CS | 1 | Preformed
14221 | 1820701 |  | FF000NR | -33.7481 | 151.2098 | 1 | CS | 1 | Preformed
14222 | 1820700 |  | FF000NR | -33.748 | 151.2102 | 1 | CS | 1 | Preformed
14223 | 1820694 |  | FF000NR | -33.7477 | 151.2086 | 1 | CS | 1 | Preformed
14224 | 1820693 |  | FF000NR | -33.7477 | 151.2088 | 1 | CS | 1 | Preformed
14225 | 1820695 |  | FF000NR | -33.7477 | 151.2083 | 1 | CS | 1 | Preformed
14226 | 1820697 |  | FF000NR | -33.7478 | 151.2079 | 1 | CS | 1 | Preformed
14227 | 1820696 |  | FF000NR | -33.7477 | 151.2091 | 1 | CS | 1 | Preformed
14228 | 1820699 |  | FF000NR | -33.7478 | 151.2093 | 1 | CS | 1 | Preformed
14229 | 1820702 |  | FF000NR | -33.7483 | 151.2092 | 1 | CS | 1 | Preformed
14230 | 1820703 |  | FF000NR | -33.7484 | 151.209 | 1 | CS | 1 | Preformed
14231 | 1820704 |  | FF000NR | -33.7487 | 151.2085 | 1 | CS | 1 | Preformed
14232 | 1820705 |  | FF000NR | -33.7488 | 151.2084 | 1 | CS | 1 | Preformed
14233 | 1820706 |  | FF000NR | -33.7489 | 151.2082 | 1 | CS | 1 | Preformed
14234 | 1820707 |  | FF000NR | -33.749 | 151.208 | 1 | CS | 1 | Preformed
14235 | 1820688 |  | FF000NR | -33.7478 | 151.2073 | 1 | CS | 1 | Preformed
14236 | 1820687 |  | FF000NR | -33.7478 | 151.2069 | 1 | CS | 1 | Preformed
14237 | 1820685 |  | FF000NR | -33.7478 | 151.2064 | 1 | CS | 1 | Preformed
14238 | 1820686 |  | FF000NR | -33.7478 | 151.2066 | 1 | CS | 1 | Preformed
14239 | 1820698 |  | FF000NR | -33.7478 | 151.2076 | 1 | CS | 1 | Preformed
14240 | 1820689 |  | FF000NR | -33.7485 | 151.2067 | 1 | CS | 1 | Preformed
14241 | 1820690 |  | FF000NR | -33.7487 | 151.2067 | 1 | CS | 1 | Preformed
14242 | 1820708 |  | FF000NR | -33.7491 | 151.2077 | 1 | CS | 1 | Preformed
14243 | 1834352 |  | PY000NR | -33.7569 | 151.1942 | 2 | CS | 1 | Comms
14244 | 1834318 |  | PY000NR | -33.7575 | 151.1952 | 2 | CS | 1 | Comms
14245 | 1834317 |  | PY000NR | -33.7747 | 151.182 | 2 | CS | 1 | Comms
14246 | 1834107 |  | MV000NR | -33.7123 | 151.2974 | 1 | CS | 1 | Preformed
14247 | 1834109 |  | MV000NR | -33.7126 | 151.2971 | 1 | CS | 1 | Preformed
14248 | 1834108 |  | MV000NR | -33.7125 | 151.2974 | 1 | CS | 1 | Preformed
14249 | 1834110 |  | MV000NR | -33.7127 | 151.2975 | 1 | CS | 1 | Preformed
14250 | 1834111 |  | MV000NR | -33.7127 | 151.2976 | 1 | CS | 1 | Preformed
14251 | 1834114 |  | MV000NR | -33.7129 | 151.2975 | 1 | CS | 1 | Preformed
14252 | 1834113 |  | MV000NR | -33.7129 | 151.298 | 1 | CS | 1 | Preformed
14253 | 1834112 |  | MV000NR | -33.7128 | 151.2979 | 1 | CS | 1 | Preformed
14254 | 1834117 |  | MV000NR | -33.7131 | 151.298 | 1 | CS | 1 | Preformed
14255 | 1834116 |  | MV000NR | -33.713 | 151.2978 | 1 | CS | 1 | Preformed
14256 | 1834120 |  | MV000NR | -33.7132 | 151.2983 | 1 | CS | 1 | Preformed
14257 | 1834115 |  | MV000NR | -33.7129 | 151.2971 | 1 | CS | 1 | Preformed
14258 | 1834119 |  | MV000NR | -33.7131 | 151.2974 | 1 | CS | 1 | Preformed
14259 | 1834118 |  | MV000NR | -33.7131 | 151.2971 | 1 | CS | 1 | Preformed
14260 | 1834122 |  | MV000NR | -33.7132 | 151.2971 | 1 | CS | 1 | Preformed
14261 | 1834123 |  | MV000NR | -33.7134 | 151.2971 | 1 | CS | 1 | Preformed
14262 | 1834121 |  | MV000NR | -33.7132 | 151.2974 | 1 | CS | 1 | Preformed
14263 | 1834124 |  | MV000NR | -33.7135 | 151.2974 | 1 | CS | 1 | Preformed
14264 | 1834125 |  | MV000NR | -33.7136 | 151.2971 | 1 | CS | 1 | Preformed
14265 | 1834126 |  | MV000NR | -33.7137 | 151.2975 | 1 | CS | 1 | Preformed
14266 | 1834127 |  | MV000NR | -33.7138 | 151.2975 | 1 | CS | 1 | Preformed
14267 | 1834128 |  | MV000NR | -33.714 | 151.2975 | 1 | CS | 1 | Preformed
14268 | 1834129 |  | MV000NR | -33.714 | 151.2972 | 1 | CS | 1 | Preformed
14269 | 1834130 |  | MV000NR | -33.7143 | 151.2975 | 1 | CS | 1 | Preformed
14270 | 1834132 |  | MV000NR | -33.7144 | 151.2975 | 1 | CS | 1 | Preformed
14271 | 1834131 |  | MV000NR | -33.7143 | 151.2972 | 1 | CS | 1 | Preformed
14272 | 1834133 |  | MV000NR | -33.7147 | 151.2975 | 1 | CS | 1 | Preformed
14273 | 1834134 |  | MV000NR | -33.7149 | 151.2975 | 1 | CS | 1 | Preformed
14274 | 1834135 |  | MV000NR | -33.7149 | 151.2972 | 1 | CS | 1 | Preformed
14275 | 1834106 |  | MV000NR | -33.7126 | 151.294 | 1 | CS | 1 | Preformed
14276 | 76407783 |  | LR000NR | -33.7207 | 151.2984 | 2 | CS | 1 | Comms
14277 | 1833773 |  | LR000NR | -33.7312 | 151.3007 | 1 | CS | 1 | Preformed
14278 | 1833774 |  | LR000NR | -33.7315 | 151.3008 | 1 | CS | 1 | Preformed
14279 | 1833775 |  | LR000NR | -33.732 | 151.301 | 1 | CS | 1 | Preformed
14280 | 1833776 |  | LR000NR | -33.7322 | 151.301 | 1 | CS | 1 | Preformed
14281 | 1833777 |  | LR000NR | -33.7323 | 151.3012 | 1 | CS | 1 | Preformed
14282 | 1833778 |  | FF000NR | -33.7329 | 151.3014 | 1 | CS | 2 | Standard
14283 | 1833779 |  | LR000NR | -33.7329 | 151.3014 | 1 | CS | 1 | Preformed
14284 | 1833780 |  | LR000NR | -33.7332 | 151.3016 | 1 | CS | 1 | Preformed
14285 | 1833781 |  | LR000NR | -33.7336 | 151.3017 | 1 | CS | 1 | Preformed
14286 | 1833772 |  | LR000NR | -33.7341 | 151.2958 | 1 | CS | 1 | Preformed
14287 | 1833784 |  | LR000NR | -33.7395 | 151.3096 | 1 | CS | 1 | Preformed
14288 | 1833783 |  | LR000NR | -33.7391 | 151.3077 | 1 | CS | 1 | Preformed
14289 | 1820726 |  | FF000NR | -33.734 | 151.2824 | 1 | CS | 1 | Preformed
14290 | 1834309 |  | LR000NR | -33.7297 | 151.2938 | 1 | CS | 2 | Preformed
14291 | 1820683 |  | FF000NR | -33.738 | 151.2863 | 1 | CS | 1 | Preformed
14292 | 1820716 |  | FF000NR | -33.7464 | 151.2707 | 1 | CS | 1 | Preformed
14293 | 1820720 |  | FF000NR | -33.7465 | 151.2709 | 1 | CS | 1 | Preformed
14294 | 1820715 |  | FF000NR | -33.7463 | 151.2719 | 1 | CS | 1 | Preformed
14295 | 1833634 |  | FF000NR | -33.7535 | 151.2853 | 1 | CS | 1 | Preformed
14296 | 1833640 |  | FF000NR | -33.7537 | 151.2849 | 1 | CS | 1 | Preformed
14297 | 1833638 |  | FF000NR | -33.7537 | 151.2848 | 1 | CS | 1 | Preformed
14298 | 1833645 |  | FF000NR | -33.7538 | 151.2852 | 1 | CS | 1 | Preformed
14299 | 1833641 |  | FF000NR | -33.7538 | 151.2854 | 1 | CS | 1 | Preformed
14300 | 1833644 |  | FF000NR | -33.7538 | 151.2853 | 1 | CS | 1 | Preformed
14301 | 1833664 |  | FF000NR | -33.754 | 151.2851 | 1 | CS | 1 | Preformed
14302 | 1833649 |  | FF000NR | -33.7539 | 151.2846 | 1 | CS | 1 | Preformed
14303 | 1833647 |  | FF000NR | -33.7539 | 151.2846 | 1 | CS | 1 | Preformed
14304 | 1833623 |  | FF000NR | -33.7539 | 151.2845 | 1 | CS | 1 | Preformed
14305 | 1833624 |  | FF000NR | -33.7541 | 151.2844 | 1 | CS | 1 | Preformed
14306 | 1833625 |  | FF000NR | -33.7542 | 151.2843 | 1 | CS | 1 | Preformed
14307 | 1833651 |  | FF000NR | -33.7544 | 151.285 | 1 | CS | 1 | Preformed
14308 | 1833626 |  | FF000NR | -33.7545 | 151.2844 | 1 | CS | 1 | Preformed
14309 | 1833627 |  | FF000NR | -33.7546 | 151.2843 | 1 | CS | 1 | Preformed
14310 | 1833628 |  | FF000NR | -33.7548 | 151.2841 | 1 | CS | 1 | Preformed
14311 | 1833629 |  | FF000NR | -33.7555 | 151.2835 | 1 | CS | 1 | Preformed
14312 | 1824959 |  | FF000NR | -33.7598 | 151.2819 | 1 | CS | 1 | Preformed
14313 | 1824960 |  | FF000NR | -33.7599 | 151.282 | 1 | CS | 1 | Preformed
14314 | 1833660 |  | FF000NR | -33.7592 | 151.2794 | 1 | CS | 1 | Preformed
14315 | 1834337 |  | FF000NR | -33.7594 | 151.2791 | 1 | #REF! | #REF! | Preformed
14316 | 1833659 |  | FF000NR | -33.7587 | 151.2801 | 1 | CS | 1 | Preformed
14317 | 1833667 |  | FF000NR | -33.7596 | 151.2788 | 1 | CS | 1 | Preformed
14318 | 1833669 |  | FF000NR | -33.7598 | 151.2785 | 1 | CS | 1 | Preformed
14319 | 1833668 |  | FF000NR | -33.7597 | 151.2786 | 1 | CS | 1 | Preformed
14320 | 1833663 |  | FF000NR | -33.7599 | 151.2784 | 1 | CS | 1 | Preformed
14321 | 1833670 |  | FF000NR | -33.76 | 151.2787 | 1 | CS | 1 | Preformed
14322 | 1833662 |  | FF000NR | -33.7598 | 151.2789 | 1 | CS | 1 | Preformed
14323 | 1833671 |  | FF000NR | -33.7602 | 151.279 | 1 | CS | 1 | Preformed
14324 | 1833672 |  | FF000NR | -33.7604 | 151.2791 | 1 | CS | 1 | Preformed
14325 | 1833674 |  | FF000NR | -33.7607 | 151.2789 | 1 | CS | 1 | Preformed
14326 | 1833673 |  | FF000NR | -33.7607 | 151.2779 | 1 | CS | 1 | Preformed
14327 | 1833680 |  | FF000NR | -33.7611 | 151.2774 | 1 | CS | 1 | Preformed
14328 | 1833676 |  | FF000NR | -33.7609 | 151.2769 | 1 | CS | 1 | Preformed
14329 | 1833677 |  | FF000NR | -33.761 | 151.2769 | 1 | CS | 1 | Preformed
14330 | 1833675 |  | FF000NR | -33.7608 | 151.2772 | 1 | CS | 1 | Preformed
14331 | 1833679 |  | FF000NR | -33.7611 | 151.2766 | 1 | CS | 1 | Preformed
14332 | 1833595 |  | FF000NR | -33.7613 | 151.2743 | 1 | CS | 1 | Preformed
14333 | 1833592 |  | FF000NR | -33.7613 | 151.2735 | 1 | CS | 1 | Preformed
14334 | 1833591 |  | FF000NR | -33.7612 | 151.2733 | 1 | CS | 1 | Preformed
14335 | 1833585 |  | FF000NR | -33.7611 | 151.2726 | 1 | CS | 1 | Preformed
14336 | 1833593 |  | FF000NR | -33.7613 | 151.273 | 1 | CS | 1 | Preformed
14337 | 1833594 |  | FF000NR | -33.7613 | 151.2728 | 1 | CS | 1 | Preformed
14338 | 1833580 |  | FF000NR | -33.7612 | 151.2722 | 1 | CS | 1 | Preformed
14339 | 1820722 |  | FF000NR | -33.7479 | 151.2903 | 1 | CS | 1 | Preformed
14340 | 1820723 |  | FF000NR | -33.7483 | 151.2901 | 1 | CS | 1 | Preformed
14341 | 1820725 |  | FF000NR | -33.7487 | 151.29 | 1 | CS | 1 | Preformed
14342 | 1820724 |  | FF000NR | -33.7484 | 151.2904 | 1 | CS | 1 | Preformed
14343 | 1833550 |  | FF000NR | -33.7487 | 151.2903 | 1 | CS | 1 | Preformed
14344 | 1833552 |  | FF000NR | -33.7492 | 151.29 | 1 | CS | 1 | Preformed
14345 | 1833551 |  | FF000NR | -33.749 | 151.2898 | 1 | CS | 1 | Preformed
14346 | 1833786 |  | LR000NR | -33.7519 | 151.2966 | 1 | CS | 1 | Preformed
14347 | 1408436 | 1001323215 | LR30006 | -33.7534 | 151.2967 | 1 | CS | 1 | Preformed
14348 | 1833554 |  | FF000NR | -33.7493 | 151.2895 | 1 | CS | 1 | Preformed
14349 | 1833553 |  | FF000NR | -33.7493 | 151.2899 | 1 | CS | 1 | Preformed
14350 | 1833556 |  | FF000NR | -33.7495 | 151.2903 | 1 | CS | 1 | Preformed
14351 | 1833555 |  | FF000NR | -33.7494 | 151.2896 | 1 | CS | 1 | Preformed
14352 | 1833557 |  | FF000NR | -33.7499 | 151.2893 | 1 | CS | 1 | Preformed
14353 | 1833560 |  | FF000NR | -33.7501 | 151.2892 | 1 | CS | 1 | Preformed
14354 | 1833562 |  | FF000NR | -33.7505 | 151.29 | 1 | CS | 1 | Preformed
14355 | 1833563 |  | FF000NR | -33.7508 | 151.2888 | 1 | CS | 1 | Preformed
14356 | 1833561 |  | FF000NR | -33.7517 | 151.2893 | 1 | CS | 1 | Preformed
14357 | 1833607 |  | FF000NR | -33.7519 | 151.2894 | 1 | CS | 1 | Preformed
14358 | 1833565 |  | FF000NR | -33.7518 | 151.2901 | 1 | CS | 1 | Preformed
14359 | 1833574 |  | FF000NR | -33.752 | 151.2906 | 1 | CS | 1 | Preformed
14360 | 1833564 |  | FF000NR | -33.7517 | 151.2896 | 1 | CS | 1 | Preformed
14361 | 1833608 |  | FF000NR | -33.7519 | 151.2898 | 1 | CS | 1 | Preformed
14362 | 1833652 |  | FF000NR | -33.7529 | 151.2899 | 1 | CS | 1 | Preformed
14363 | 7063 | 1001331064 | FF22067 | -33.754 | 151.2904 | 1 | CS | 1 | Standard
14364 | 1833650 |  | FF000NR | -33.754 | 151.2885 | 1 | CS | 1 | Preformed
14365 | 1833665 |  | FF000NR | -33.754 | 151.289 | 1 | CS | 1 | Preformed
14366 | 1833637 |  | FF000NR | -33.7536 | 151.287 | 1 | CS | 1 | Preformed
14367 | 1833643 |  | FF000NR | -33.7538 | 151.2871 | 1 | CS | 1 | Preformed
14368 | 1834281 |  | FF000NR | -33.7535 | 151.2867 | 1 | CS | 1 | Preformed
14369 | 1833639 |  | FF000NR | -33.7537 | 151.2867 | 1 | CS | 1 | Preformed
14370 | 1833642 |  | FF000NR | -33.7538 | 151.2882 | 1 | CS | 1 | Preformed
14371 | 1833646 |  | FF000NR | -33.7539 | 151.2879 | 1 | CS | 1 | Preformed
14372 | 1833648 | 1003966571 | FF03209 | -33.7539 | 151.2883 | 1 | CS | 2 | Preformed
14373 | 1833632 |  | Unknown Pit | -33.7531 | 151.2863 | 1 | CS | 1 | Preformed
14374 | 1833633 |  | FF000NR | -33.7533 | 151.2854 | 1 | CS | 1 | Preformed
14375 | 1833635 |  | FF000NR | -33.7535 | 151.2863 | 1 | CS | 1 | Preformed
14376 | 1833785 |  | LR000NR | -33.7517 | 151.2946 | 1 | CS | 1 | Preformed
14377 | 1833792 |  | LR000NR | -33.7525 | 151.2956 | 1 | CS | 1 | Preformed
14378 | 1833796 |  | LR000NR | -33.7527 | 151.2959 | 1 | CS | 1 | Preformed
14379 | 1833795 |  | LR000NR | -33.7527 | 151.2957 | 1 | CS | 1 | Preformed
14380 | 1833794 |  | LR000NR | -33.7527 | 151.2953 | 1 | CS | 1 | Preformed
14381 | 1833793 |  | LR000NR | -33.7526 | 151.2949 | 1 | CS | 1 | Preformed
14382 | 1833790 |  | LR000NR | -33.7523 | 151.2942 | 1 | CS | 1 | Preformed
14383 | 1833791 |  | LR000NR | -33.7524 | 151.2945 | 1 | CS | 1 | Preformed
14384 | 1833807 |  | LR000NR | -33.7536 | 151.2965 | 1 | CS | 1 | Preformed
14385 | 1833810 |  | LR000NR | -33.7537 | 151.2958 | 1 | CS | 1 | Preformed
14386 | 1833814 |  | LR000NR | -33.7539 | 151.2964 | 1 | CS | 1 | Preformed
14387 | 1833817 |  | LR000NR | -33.7541 | 151.2964 | 1 | CS | 1 | Preformed
14388 | 1833819 |  | LR000NR | -33.7543 | 151.2963 | 1 | CS | 1 | Preformed
14389 | 1833804 |  | LR000NR | -33.7535 | 151.2942 | 1 | CS | 1 | Preformed
14390 | 1833808 |  | LR000NR | -33.7536 | 151.2953 | 1 | CS | 1 | Preformed
14391 | 1833812 |  | LR000NR | -33.7538 | 151.2952 | 1 | CS | 1 | Preformed
14392 | 1833813 |  | LR000NR | -33.7538 | 151.2942 | 1 | CS | 1 | Preformed
14393 | 1833811 |  | LR000NR | -33.7537 | 151.2947 | 1 | CS | 1 | Preformed
14394 | 1833815 |  | LR000NR | -33.7541 | 151.2944 | 1 | CS | 1 | Preformed
14395 | 1833818 |  | LR000NR | -33.7543 | 151.2941 | 1 | CS | 1 | Preformed
14396 | 1833820 | 1003974062 | LR10126 | -33.7544 | 151.2943 | 1 | CS | 2 | Preformed
14397 | 1833566 |  | FF000NR | -33.7519 | 151.2906 | 1 | CS | 1 | Preformed
14398 | 1833573 |  | FF000NR | -33.752 | 151.2917 | 1 | CS | 1 | Preformed
14399 | 1833571 |  | FF000NR | -33.7519 | 151.2912 | 1 | CS | 1 | Preformed
14400 | 1833572 |  | FF000NR | -33.752 | 151.2914 | 1 | CS | 1 | Preformed
14401 | 1833575 |  | FF000NR | -33.7521 | 151.291 | 1 | CS | 1 | Preformed
14402 | 1833577 |  | FF000NR | -33.7521 | 151.2913 | 1 | CS | 1 | Preformed
14403 | 1833578 |  | FF000NR | -33.7522 | 151.2916 | 1 | CS | 1 | Preformed
14404 | 1833579 |  | FF000NR | -33.7522 | 151.2919 | 1 | CS | 1 | Preformed
14405 | 1833788 |  | LR000NR | -33.7522 | 151.2931 | 1 | CS | 1 | Preformed
14406 | 1833789 |  | LR000NR | -33.7523 | 151.2935 | 1 | CS | 1 | Preformed
14407 | 1833576 |  | FF000NR | -33.7521 | 151.2923 | 1 | CS | 1 | Preformed
14408 | 1833787 |  | LR000NR | -33.7522 | 151.2928 | 1 | CS | 1 | Preformed
14409 | 1833654 |  | FF000NR | -33.7532 | 151.2923 | 1 | CS | 1 | Preformed
14410 | 1833798 |  | LR000NR | -33.7533 | 151.2928 | 1 | CS | 1 | Preformed
14411 | 1833797 |  | LR000NR | -33.7532 | 151.2926 | 1 | CS | 1 | Preformed
14412 | 1833802 |  | LR000NR | -33.7534 | 151.2927 | 1 | CS | 1 | Preformed
14413 | 1833800 |  | LR000NR | -33.7533 | 151.293 | 1 | CS | 1 | Preformed
14414 | 1833655 |  | FF000NR | -33.7537 | 151.2922 | 1 | CS | 1 | Preformed
14415 | 1833801 |  | LR000NR | -33.7533 | 151.2934 | 1 | CS | 1 | Preformed
14416 | 1833806 |  | LR000NR | -33.7535 | 151.2934 | 1 | CS | 1 | Preformed
14417 | 1833805 |  | LR000NR | -33.7535 | 151.2931 | 1 | CS | 1 | Preformed
14418 | 1833821 | 1003962209 | LR10121 | -33.7545 | 151.2935 | 1 | CS | 2 | Preformed
14419 | 1833656 |  | FF000NR | -33.7538 | 151.2922 | 1 | CS | 1 | Preformed
14420 | 1833657 |  | FF000NR | -33.7539 | 151.292 | 1 | CS | 1 | Preformed
14421 | 1833822 | 1003976108 | LR10120 | -33.7545 | 151.2927 | 1 | CS | 2 | Preformed
14422 | 1833653 |  | FF000NR | -33.753 | 151.2909 | 1 | CS | 1 | Preformed
14423 | 1833658 | 1003974061 | FF03210 | -33.7541 | 151.2911 | 1 | CS | 2 | Preformed
14424 | 1833826 | 1003966569 | LR10124 | -33.7546 | 151.2935 | 1 | CS | 2 | Preformed
14425 | 1833830 | 1003976109 | LR10125 | -33.7548 | 151.2948 | 1 | CS | 2 | Preformed
14426 | 1833825 | 1003975010 | LR10122 | -33.7546 | 151.2943 | 1 | CS | 2 | Preformed
14427 | 1833829 | 1003962208 | LR10119 | -33.7547 | 151.2956 | 1 | CS | 2 | Preformed
14428 | 1833827 | 1003975011 | LR10123 | -33.7547 | 151.2949 | 1 | CS | 2 | Preformed
14429 | 1833823 |  | LR000NR | -33.7545 | 151.2963 | 1 | CS | 1 | Preformed
14430 | 1833831 | 1003975013 | LR10127 | -33.7548 | 151.2962 | 1 | CS | 2 | Preformed
14431 | 1833832 |  | LR000NR | -33.755 | 151.2962 | 1 | CS | 1 | Preformed
14432 | 1833833 |  | LR000NR | -33.7554 | 151.2961 | 1 | CS | 1 | Preformed
14433 | 1833747 |  | FF000NR | -33.778 | 151.2854 | 1 | CS | 1 | Preformed
14434 | 1833748 |  | FF000NR | -33.779 | 151.2848 | 1 | CS | 1 | Preformed
14435 | 1833750 |  | FF000NR | -33.7802 | 151.2899 | 1 | CS | 1 | Preformed
14436 | 1833751 |  | FF000NR | -33.7806 | 151.2894 | 1 | CS | 1 | Preformed
14437 | 1833752 |  | FF000NR | -33.7808 | 151.2889 | 1 | CS | 1 | Preformed
14438 | 1833749 |  | FF000NR | -33.78 | 151.2904 | 1 | CS | 1 | Preformed
14439 | 1833765 |  | FF000NR | -33.7812 | 151.2895 | 1 | CS | 1 | Preformed
14440 | 1833599 |  | FF000NR | -33.762 | 151.2716 | 1 | CS | 1 | Preformed
14441 | 1833601 |  | FF000NR | -33.7624 | 151.2718 | 1 | CS | 1 | Preformed
14442 | 1833602 |  | FF000NR | -33.7625 | 151.2718 | 1 | CS | 1 | Preformed
14443 | 1833603 |  | FF000NR | -33.7626 | 151.2715 | 1 | CS | 1 | Preformed
14444 | 1833604 |  | FF000NR | -33.7626 | 151.2718 | 1 | CS | 1 | Preformed
14445 | 1834310 |  | FF000NR | -33.7628 | 151.2718 | 1 | CS | 1 | Preformed
14446 | 1833605 |  | FF000NR | -33.7629 | 151.2715 | 1 | CS | 1 | Preformed
14447 | 1833606 |  | FF000NR | -33.7629 | 151.2717 | 1 | CS | 1 | Preformed
14448 | 1833609 |  | FF000NR | -33.7632 | 151.2714 | 1 | CS | 1 | Preformed
14449 | 1833612 |  | FF000NR | -33.7636 | 151.2714 | 1 | CS | 1 | Preformed
14450 | 1833610 |  | FF000NR | -33.7633 | 151.2717 | 1 | CS | 1 | Preformed
14451 | 1833611 |  | FF000NR | -33.7634 | 151.2717 | 1 | CS | 1 | Preformed
14452 | 1833613 |  | FF000NR | -33.7637 | 151.2716 | 1 | CS | 1 | Preformed
14453 | 1833615 |  | FF000NR | -33.764 | 151.2716 | 1 | CS | 1 | Preformed
14454 | 1833614 |  | FF000NR | -33.7639 | 151.2713 | 1 | CS | 1 | Preformed
14455 | 2894156 |  | FF000NR | -33.7638 | 151.2713 | 1 | CS | 1 | Preformed
14456 | 1833539 |  | FF000NR | -33.7645 | 151.2708 | 1 | CS | 1 | Preformed
14457 | 1833545 |  | FF000NR | -33.7647 | 151.271 | 1 | CS | 1 | Preformed
14458 | 1833546 |  | FF000NR | -33.7649 | 151.2704 | 1 | CS | 1 | Preformed
14459 | 1824970 |  | FF000NR | -33.7642 | 151.2711 | 1 | CS | 1 | Preformed
14460 | 1824972 |  | FF000NR | -33.7643 | 151.2714 | 1 | CS | 1 | Preformed
14461 | 1824971 |  | FF000NR | -33.7642 | 151.2715 | 1 | CS | 1 | Preformed
14462 | 1833538 |  | FF000NR | -33.7645 | 151.2712 | 1 | CS | 1 | Preformed
14463 | 1833540 |  | FF000NR | -33.7646 | 151.2711 | 1 | CS | 1 | Preformed
14464 | 1833547 |  | FF000NR | -33.7653 | 151.2696 | 1 | CS | 1 | Preformed
14465 | 1824966 |  | FF000NR | -33.7677 | 151.2682 | 1 | CS | 1 | Preformed
14466 | 1824967 |  | FF000NR | -33.7681 | 151.2678 | 1 | CS | 1 | Preformed
14467 | 1833548 |  | FF000NR | -33.7661 | 151.2694 | 1 | CS | 1 | Preformed
14468 | 1833549 |  | FF000NR | -33.7666 | 151.269 | 1 | CS | 1 | Preformed
14469 | 1833682 |  | FF000NR | -33.7671 | 151.2687 | 1 | CS | 1 | Preformed
14470 | 1833683 |  | FF000NR | -33.7674 | 151.2685 | 1 | CS | 1 | Preformed
14471 | 1833684 |  | FF000NR | -33.7677 | 151.2686 | 1 | CS | 1 | Preformed
14472 | 1833685 |  | FF000NR | -33.7681 | 151.2687 | 1 | CS | 1 | Preformed
14473 | 1833617 |  | FF000NR | -33.7615 | 151.2724 | 1 | CS | 1 | Preformed
14474 | 1833596 |  | FF000NR | -33.7617 | 151.2721 | 1 | CS | 1 | Preformed
14475 | 1833597 |  | FF000NR | -33.7618 | 151.272 | 1 | CS | 1 | Preformed
14476 | 1833598 |  | FF000NR | -33.7619 | 151.272 | 1 | CS | 1 | Preformed
14477 | 1833600 |  | FF000NR | -33.762 | 151.272 | 1 | CS | 1 | Preformed
14478 | 1824956 |  | FF000NR | -33.7613 | 151.2767 | 1 | CS | 1 | Preformed
14479 | 1824957 |  | FF000NR | -33.7613 | 151.2767 | 1 | CS | 1 | Preformed
14480 | 1824958 |  | FF000NR | -33.7613 | 151.2769 | 1 | CS | 1 | Preformed
14481 | 1833619 |  | FF000NR | -33.7614 | 151.2748 | 1 | CS | 1 | Preformed
14482 | 1824963 |  | FF000NR | -33.7628 | 151.2771 | 1 | CS | 1 | Preformed
14483 | 1824964 |  | FF000NR | -33.7628 | 151.2772 | 1 | CS | 1 | Preformed
14484 | 1824962 |  | FF000NR | -33.7627 | 151.2768 | 1 | CS | 1 | Preformed
14485 | 1833681 |  | FF000NR | -33.7613 | 151.2788 | 1 | CS | 1 | Preformed
14486 | 1824961 |  | FF000NR | -33.7615 | 151.2787 | 1 | CS | 1 | Preformed
14487 | 1833686 |  | FF000NR | -33.7679 | 151.2725 | 1 | CS | 1 | Preformed
14488 | 1833711 |  | FF000NR | -33.7809 | 151.2679 | 1 | CS | 1 | Preformed
14489 | 1833715 |  | FF000NR | -33.7814 | 151.268 | 1 | CS | 1 | Preformed
14490 | 1833717 |  | FF000NR | -33.7816 | 151.268 | 1 | CS | 1 | Preformed
14491 | 1833712 |  | FF000NR | -33.7811 | 151.2679 | 1 | CS | 1 | Preformed
14492 | 1833730 |  | FF000NR | -33.7837 | 151.2673 | 1 | CS | 1 | Preformed
14493 | 1833731 |  | FF000NR | -33.7839 | 151.2672 | 1 | CS | 1 | Preformed
14494 | 1833733 |  | FF000NR | -33.7841 | 151.2675 | 1 | CS | 1 | Preformed
14495 | 1833732 |  | FF000NR | -33.7841 | 151.2671 | 1 | CS | 1 | Preformed
14496 | 1834287 |  | FF000NR | -33.7842 | 151.2671 | 1 | CS | 1 | Preformed
14497 | 1833734 |  | FF000NR | -33.7845 | 151.2673 | 1 | CS | 1 | Preformed
14498 | 1833735 |  | FF000NR | -33.7847 | 151.267 | 1 | CS | 1 | Preformed
14499 | 1833736 |  | FF000NR | -33.7849 | 151.2673 | 1 | CS | 1 | Preformed
14500 | 1833737 |  | FF000NR | -33.785 | 151.2669 | 1 | CS | 1 | Preformed
14501 | 1833739 |  | FF000NR | -33.7852 | 151.2672 | 1 | CS | 1 | Preformed
14502 | 1833742 |  | FF000NR | -33.7856 | 151.2671 | 1 | CS | 1 | Preformed
14503 | 1833743 |  | FF000NR | -33.7859 | 151.267 | 1 | CS | 1 | Preformed
14504 | 1833841 |  | MO000NR | -33.787 | 151.2663 | 1 | CS | 1 | Preformed
14505 | 1834288 |  | FF000NR | -33.7834 | 151.2854 | 1 | CS | 1 | Preformed
14506 | 1833873 | 1003674009 | MO03241 | -33.7869 | 151.2849 | 1 | CS | 1 | Preformed
14507 | 1833874 | 1003673978 | MO03231 | -33.7871 | 151.2853 | 1 | CS | 1 | Preformed
14508 | 1833762 | 1003669141 | FF03113 | -33.7863 | 151.2839 | 1 | CS | 1 | Preformed
14509 | 1833761 | 1003669125 | FF03112 | -33.7863 | 151.2836 | 1 | CS | 1 | Preformed
14510 | 1833759 | 1003669122 | FF03110 | -33.7862 | 151.2828 | 1 | CS | 1 | Preformed
14511 | 1833760 | 1003669124 | FF03111 | -33.7863 | 151.2834 | 1 | CS | 1 | Preformed
14512 | 1833763 | 1003669143 | FF03114 | -33.7864 | 151.2841 | 1 | CS | 1 | Preformed
14513 | 1833764 | 1003669145 | FF03115 | -33.7866 | 151.2844 | 1 | CS | 1 | Preformed
14514 | 1833872 | 1003674303 | MO03283 | -33.7867 | 151.2847 | 1 | CS | 1 | Preformed
14515 | 1834289 | 1003674769 | FF03116 | -33.7855 | 151.2808 | 1 | CS | 1 | Preformed
14516 | 1833758 | 1003669120 | FF03109 | -33.7857 | 151.2825 | 1 | CS | 1 | Preformed
14517 | 1833757 | 1003669117 | FF03108 | -33.7857 | 151.2824 | 1 | CS | 1 | Preformed
14518 | 1833756 | 1003669114 | FF03107 | -33.7857 | 151.282 | 1 | CS | 1 | Preformed
14519 | 1833755 | 1003669112 | FF03106 | -33.7856 | 151.2816 | 1 | CS | 1 | Preformed
14520 | 1833754 | 1003669086 | FF03105 | -33.7856 | 151.2814 | 1 | CS | 1 | Preformed
14521 | 1833753 | 1003669067 | FF03104 | -33.7856 | 151.2812 | 1 | CS | 1 | Preformed
14522 | 1833745 |  | FF000NR | -33.7867 | 151.2742 | 1 | CS | 1 | Preformed
14523 | 1833868 | 1003674296 | MO03278 | -33.7897 | 151.2799 | 1 | CS | 1 | Preformed
14524 | 1833867 | 1003674291 | MO03275 | -33.7896 | 151.2795 | 1 | CS | 1 | Preformed
14525 | 1833866 | 1003674289 | MO03274 | -33.7896 | 151.2805 | 1 | CS | 1 | Preformed
14526 | 1833865 | 1003674286 | MO03272 | -33.7895 | 151.2802 | 1 | CS | 1 | Preformed
14527 | 1833869 | 1003674298 | MO03279 | -33.7897 | 151.2801 | 1 | CS | 1 | Preformed
14528 | 1833875 | 1003673979 | MO03232 | -33.7874 | 151.2851 | 1 | CS | 1 | Preformed
14529 | 1833879 | 1003673999 | MO03236 | -33.7879 | 151.2861 | 1 | CS | 1 | Preformed
14530 | 1833876 | 1003673992 | MO03233 | -33.7875 | 151.2852 | 1 | CS | 1 | Preformed
14531 | 1833877 | 1003673995 | MO03234 | -33.7877 | 151.2856 | 1 | CS | 1 | Preformed
14532 | 1833878 | 1003673996 | MO03235 | -33.7877 | 151.2857 | 1 | CS | 1 | Preformed
14533 | 1833870 | 1003674300 | MO03281 | -33.7898 | 151.2803 | 1 | CS | 1 | Preformed
14534 | 1833871 | 1003674301 | MO03282 | -33.7901 | 151.2804 | 1 | CS | 1 | Preformed
14535 | 1833884 | 1003673959 | MO03229 | -33.794 | 151.2809 | 1 | CS | 1 | Preformed
14536 | 1833885 | 1003673976 | MO03230 | -33.7942 | 151.2808 | 1 | CS | 1 | Preformed
14537 | 1833892 | 1003674020 | MO03248 | -33.7949 | 151.2816 | 1 | CS | 1 | Preformed
14538 | 1833891 | 1003674019 | MO03247 | -33.7949 | 151.2829 | 1 | CS | 1 | Preformed
14539 | 1833899 |  | MO000NR | -33.7951 | 151.2826 | 1 | CS | 1 | Preformed
14540 | 1833900 | 1003674285 | MO03270 | -33.7951 | 151.2829 | 1 | CS | 1 | Preformed
14541 | 1833901 | 1003674293 | MO03276 | -33.7952 | 151.283 | 1 | CS | 1 | Preformed
14542 | 1833903 | 1003674302 | MO03280 | -33.7952 | 151.283 | 1 | CS | 1 | Preformed
14543 | 1833902 | 1003674297 | MO03277 | -33.7952 | 151.2835 | 1 | CS | 1 | Preformed
14544 | 1833947 |  | FF000NR | -33.795 | 151.2819 | 1 | CS | 1 | Preformed
14545 | 1833895 | 1003674021 | MO03249 | -33.795 | 151.2819 | 1 | CS | 1 | Preformed
14546 | 1833897 | 1003674024 | MO03251 | -33.795 | 151.2822 | 1 | CS | 1 | Preformed
14547 | 1833896 | 1003674022 | MO03250 | -33.795 | 151.2821 | 1 | CS | 1 | Preformed
14548 | 1833898 | 1003674025 | MO03252 | -33.7951 | 151.2824 | 1 | CS | 1 | Preformed
14549 | 1833881 | 1003674006 | MO03238 | -33.7947 | 151.2805 | 1 | CS | 1 | Preformed
14550 | 1833882 | 1003674007 | MO03239 | -33.7948 | 151.2804 | 1 | CS | 1 | Preformed
14551 | 1833883 | 1003674008 | MO03240 | -33.7948 | 151.2805 | 1 | CS | 1 | Preformed
14552 | 1833880 | 1003674004 | MO03237 | -33.7947 | 151.2799 | 1 | CS | 1 | Preformed
14553 | 1833889 | 1003674017 | MO03245 | -33.7949 | 151.2813 | 1 | CS | 1 | Preformed
14554 | 1833890 | 1003674018 | MO03246 | -33.7949 | 151.2814 | 1 | CS | 1 | Preformed
14555 | 1833888 | 1003674016 | MO03244 | -33.7949 | 151.2812 | 1 | CS | 1 | Preformed
14556 | 1833887 | 1003674013 | MO03243 | -33.7948 | 151.281 | 1 | CS | 1 | Preformed
14557 | 1833886 | 1003674010 | MO03242 | -33.7948 | 151.2807 | 1 | CS | 1 | Preformed
14558 | 1833911 |  | Unknown Pit | -33.7957 | 151.2865 | 1 | CS | 1 | Preformed
14559 | 1833910 | 1003674311 | MO03290 | -33.7955 | 151.2856 | 1 | CS | 1 | Preformed
14560 | 1833908 | 1003674309 | MO03288 | -33.7953 | 151.285 | 1 | CS | 1 | Preformed
14561 | 1833905 | 1003674305 | MO03285 | -33.7954 | 151.2845 | 1 | CS | 1 | Preformed
14562 | 1833906 | 1003674307 | MO03286 | -33.7955 | 151.2846 | 1 | CS | 1 | Preformed
14563 | 1833909 | 1003674310 | MO03289 | -33.7954 | 151.2847 | 1 | CS | 1 | Preformed
14564 | 1833904 | 1003674304 | MO03284 | -33.7953 | 151.284 | 1 | CS | 1 | Preformed
14565 | 1833912 |  | Unknown Pit | -33.7958 | 151.2864 | 1 | CS | 1 | Preformed
14566 | 1833913 | 1003674312 | MO03291 | -33.7959 | 151.2857 | 1 | CS | 1 | Preformed
14567 | 1833914 | 1003674313 | MO03292 | -33.7961 | 151.2857 | 1 | CS | 1 | Preformed
14568 | 1833918 | 1003674456 | MO03296 | -33.7971 | 151.286 | 1 | CS | 1 | Preformed
14569 | 1833915 | 1003674452 | MO03293 | -33.7971 | 151.2857 | 1 | CS | 1 | Preformed
14570 | 1833917 | 1003674455 | MO03295 | -33.7971 | 151.2859 | 1 | CS | 1 | Preformed
14571 | 1833916 | 1003674454 | MO03294 | -33.7971 | 151.2859 | 1 | CS | 1 | Preformed
14572 | 1833922 | 1003674458 | MO03298 | -33.7973 | 151.2854 | 1 | CS | 1 | Preformed
14573 | 1833921 | 1003674457 | MO03297 | -33.7974 | 151.2855 | 1 | Not CS | 0 | Preformed
14574 | 1833924 | 1003674460 | MO03300 | -33.7973 | 151.287 | 1 | CS | 1 | Preformed
14575 | 1833923 | 1003674459 | MO03299 | -33.7975 | 151.2853 | 1 | Not CS | 0 | Preformed
14576 | 1833907 | 1003674308 | MO03287 | -33.796 | 151.2823 | 1 | CS | 1 | Preformed
14577 | 1833925 | 1003674461 | MO03301 | -33.7985 | 151.2826 | 1 | CS | 1 | Preformed
14578 | 1833926 | 1003674462 | MO03302 | -33.7988 | 151.281 | 1 | CS | 1 | Preformed
14579 | 1833857 | 1003674276 | MO03265 | -33.7968 | 151.2729 | 1 | CS | 1 | Preformed
14580 | 1833852 | 1003674270 | MO03262 | -33.7966 | 151.2742 | 1 | CS | 1 | Preformed
14581 | 1833853 | 1003674272 | MO03263 | -33.7967 | 151.2741 | 1 | CS | 1 | Preformed
14582 | 1833860 | 1003674279 | MO03268 | -33.7969 | 151.2735 | 1 | CS | 1 | Preformed
14583 | 1833858 | 1003674277 | MO03266 | -33.7969 | 151.2734 | 1 | CS | 1 | Preformed
14584 | 1833856 | 1003674275 | MO03264 | -33.7968 | 151.2737 | 1 | CS | 1 | Preformed
14585 | 1833859 | 1003674278 | MO03267 | -33.7969 | 151.2739 | 1 | CS | 1 | Preformed
14586 | 1833864 | 1003674284 | MO03271 | -33.797 | 151.2744 | 1 | CS | 1 | Preformed
14587 | 1833862 | 1003674281 | MO03269 | -33.7969 | 151.2741 | 1 | CS | 1 | Preformed
14588 | 1833850 | 1003674268 | MO03260 | -33.7963 | 151.2749 | 1 | CS | 1 | Preformed
14589 | 1833851 | 1003674269 | MO03261 | -33.7965 | 151.2744 | 1 | CS | 1 | Preformed
14590 | 1833844 | 1003674266 | MO03258 | -33.7943 | 151.2634 | 1 | CS | 1 | Preformed
14591 | 1833843 | 1003674265 | MO03257 | -33.7943 | 151.2631 | 1 | CS | 1 | Preformed
14592 | 1833848 |  | Unknown Pit | -33.7945 | 151.2652 | 1 | CS | 1 | Preformed
14593 | 1833847 |  | Unknown Pit | -33.7945 | 151.265 | 1 | CS | 1 | Preformed
14594 | 1833846 | 1003674267 | MO03259 | -33.7944 | 151.2644 | 1 | CS | 1 | Preformed
14595 | 1833976 | 1003674618 | MO03318 | -33.7985 | 151.2891 | 1 | CS | 1 | Preformed
14596 | 1833975 | 1003674563 | MO03317 | -33.7974 | 151.2884 | 1 | CS | 1 | Preformed
14597 | 1833928 | 1003674464 | MO03304 | -33.7981 | 151.2885 | 1 | Not CS | 0 | Preformed
14598 | 1833929 | 1003674465 | MO03305 | -33.7985 | 151.2882 | 1 | CS | 1 | Preformed
14599 | 1833949 | 1003674552 | MO03306 | -33.7991 | 151.2871 | 1 | CS | 1 | Preformed
14600 | 1833952 | 1003674555 | MO03309 | -33.7994 | 151.2884 | 1 | CS | 1 | Preformed
14601 | 1833950 | 1003674553 | MO03307 | -33.7993 | 151.2885 | 1 | CS | 1 | Preformed
14602 | 1833954 | 1003674556 | MO03310 | -33.7997 | 151.2884 | 1 | CS | 1 | Preformed
14603 | 1833953 | 1003666654 | MO03142 | -33.7995 | 151.2871 | 1 | CS | 1 | Preformed
14604 | 1833955 | 1003666655 | MO03143 | -33.7999 | 151.2875 | 1 | Not CS | 0 | Preformed
14605 | 1833927 | 1003674463 | MO03303 | -33.7993 | 151.2856 | 1 | CS | 1 | Preformed
14606 | 1833977 | 1003674632 | MO03319 | -33.799 | 151.2894 | 1 | CS | 1 | Preformed
14607 | 1833966 | 1003674559 | MO03313 | -33.7991 | 151.2898 | 1 | CS | 1 | Preformed
14608 | 1833978 | 1003674715 | MO03320 | -33.7994 | 151.2898 | 1 | CS | 1 | Preformed
14609 | 1833979 | 1003674732 | MO03321 | -33.7996 | 151.2901 | 1 | CS | 1 | Preformed
14610 | 1833985 | 1003674734 | MO03323 | -33.8009 | 151.2904 | 1 | CS | 1 | Preformed
14611 | 1833987 |  | Unknown Pit | -33.8016 | 151.2889 | 1 | CS | 1 | Preformed
14612 | 1833988 | 1003666656 | MO03144 | -33.8017 | 151.2889 | 1 | CS | 2 | Preformed
14613 | 1833990 | 1003666737 | MO03145 | -33.802 | 151.2891 | 1 | CS | 1 | Preformed
14614 | 1833991 | 1003666738 | MO03146 | -33.802 | 151.2889 | 1 | CS | 1 | Preformed
14615 | 1833992 | 1003666740 | MO03147 | -33.8021 | 151.2893 | 1 | CS | 1 | Preformed
14616 | 1834001 | 1003666742 | MO03148 | -33.8031 | 151.29 | 1 | CS | 1 | Preformed
14617 | 1834006 | 1003666744 | MO03149 | -33.8023 | 151.2894 | 1 | CS | 1 | Preformed
14618 | 1833993 | 1003666747 | MO03150 | -33.8024 | 151.2892 | 1 | CS | 1 | Preformed
14619 | 1833995 | 1003666748 | MO03151 | -33.8026 | 151.2894 | 1 | CS | 1 | Preformed
14620 | 1833994 | 1003666749 | MO03152 | -33.8024 | 151.2895 | 1 | CS | 1 | Preformed
14621 | 1833996 | 1003666750 | MO03153 | -33.8027 | 151.2897 | 1 | CS | 1 | Preformed
14622 | 1833997 | 1003666751 | MO03154 | -33.8028 | 151.2895 | 1 | CS | 1 | Preformed
14623 | 1833998 | 1003666752 | MO03155 | -33.8028 | 151.2896 | 1 | CS | 1 | Preformed
14624 | 1834002 | 1003674738 | MO03325 | -33.8031 | 151.2898 | 1 | CS | 1 | Preformed
14625 | 1834000 | 1003666891 | MO03156 | -33.803 | 151.2898 | 1 | CS | 1 | Preformed
14626 | 1833999 | 1003674736 | MO03324 | -33.8029 | 151.289 | 1 | CS | 1 | Preformed
14627 | 1833963 | 1003674558 | MO03312 | -33.8006 | 151.2869 | 1 | CS | 1 | Preformed
14628 | 1833961 | 1003674557 | MO03311 | -33.8005 | 151.287 | 1 | CS | 1 | Preformed
14629 | 1833969 | 1003674560 | MO03314 | -33.8008 | 151.2865 | 1 | CS | 1 | Preformed
14630 | 1833971 | 1003674561 | MO03315 | -33.801 | 151.2866 | 1 | CS | 1 | Preformed
14631 | 1833973 | 1003674562 | MO03316 | -33.8011 | 151.2866 | 1 | CS | 1 | Preformed
14632 | 1833951 | 1003674554 | MO03308 | -33.8007 | 151.2867 | 1 | CS | 1 | Preformed
14633 | 1833983 | 1003674733 | MO03322 | -33.8013 | 151.2867 | 1 | CS | 1 | Preformed
14634 | 1833956 | 1003666892 | MO03157 | -33.8002 | 151.2876 | 1 | CS | 1 | Preformed
14635 | 1833957 | 1003666893 | MO03158 | -33.8003 | 151.2878 | 1 | CS | 1 | Preformed
14636 | 1833958 |  | MO000NR | -33.8004 | 151.2876 | 1 | CS | 1 | Preformed
14637 | 1833959 | 1003666894 | MO03159 | -33.8004 | 151.2878 | 1 | CS | 1 | Preformed
14638 | 1833962 | 1003666897 | MO03160 | -33.8005 | 151.2879 | 1 | CS | 1 | Preformed
14639 | 1833965 | 1003666899 | MO03161 | -33.8007 | 151.2881 | 1 | CS | 1 | Preformed
14640 | 1833964 | 1003666901 | MO03162 | -33.8006 | 151.2878 | 1 | CS | 1 | Preformed
14641 | 1833972 | 1003666902 | MO03163 | -33.801 | 151.2881 | 1 | CS | 1 | Preformed
14642 | 1833986 | 1003666903 | MO03164 | -33.8015 | 151.2887 | 1 | CS | 1 | Preformed
14643 | 1833981 | 1003666904 | MO03165 | -33.8012 | 151.2883 | 1 | CS | 1 | Preformed
14644 | 1833980 | 1003666905 | MO03166 | -33.8012 | 151.2882 | 1 | CS | 1 | Preformed
14645 | 1833974 | 1003666910 | MO03167 | -33.8011 | 151.2884 | 1 | CS | 1 | Preformed
14646 | 1833982 | 1003666911 | MO03168 | -33.8012 | 151.2885 | 1 | CS | 1 | Preformed
14647 | 1833967 | 1003666913 | MO03169 | -33.8008 | 151.2879 | 1 | CS | 1 | Preformed
14648 | 1833968 | 1003666914 | MO03175 | -33.8008 | 151.2879 | 1 | CS | 1 | Preformed
14649 | 1833970 | 1003666915 | MO03176 | -33.801 | 151.288 | 1 | CS | 1 | Preformed
14650 | 1833984 | 1003666916 | MO03177 | -33.8016 | 151.2885 | 1 | CS | 1 | Preformed
14651 | 1834005 | 1003666917 | MO03179 | -33.8018 | 151.2887 | 1 | Not CS | 0 | Preformed
14652 | 1833989 | 1003666918 | MO03180 | -33.8019 | 151.2889 | 1 | CS | 1 | Preformed
14653 | 1834140 | 1003674763 | NH00044 | -33.8054 | 151.295 | 1 | CS | 1 | Preformed
14654 | 1834138 | 1003674762 | NH00043 | -33.805 | 151.2931 | 1 | CS | 1 | Preformed
14655 | 1834168 | 1003674767 | NH00047 | -33.8051 | 151.2936 | 1 | CS | 1 | Preformed
14656 | 1834141 | 1003674765 | NH00045 | -33.807 | 151.2946 | 1 | CS | 1 | Preformed
14657 | 1834007 | 1003666919 | MO03181 | -33.8033 | 151.29 | 1 | CS | 1 | Preformed
14658 | 1834003 | 1003666920 | MO03182 | -33.8032 | 151.2901 | 1 | CS | 1 | Preformed
14659 | 1834009 | 1003666921 | MO03183 | -33.8034 | 151.2903 | 1 | CS | 1 | Preformed
14660 | 1834019 | 1003667042 | MO03184 | -33.8032 | 151.2902 | 1 | CS | 1 | Preformed
14661 | 1834008 | 1003667043 | MO03185 | -33.8033 | 151.2903 | 1 | CS | 1 | Preformed
14662 | 1834010 | 1003667044 | MO03186 | -33.8034 | 151.2901 | 1 | CS | 1 | Preformed
14663 | 1834011 | 1003667045 | MO03187 | -33.8035 | 151.2902 | 1 | CS | 1 | Preformed
14664 | 1834013 | 1003667046 | MO03188 | -33.8036 | 151.2902 | 1 | CS | 1 | Preformed
14665 | 1834012 | 1003667047 | MO03189 | -33.8035 | 151.2904 | 1 | CS | 1 | Preformed
14666 | 1834015 | 1003674757 | MO03327 | -33.8037 | 151.2903 | 1 | CS | 2 | Preformed
14667 | 1834014 | 1003674740 | MO03326 | -33.8037 | 151.2905 | 1 | CS | 1 | Preformed
14668 | 1834025 | 1003667048 | MO03190 | -33.8038 | 151.2904 | 1 | CS | 1 | Preformed
14669 | 1834016 | 1003667091 | MO03191 | -33.8038 | 151.2907 | 1 | CS | 1 | Preformed
14670 | 1834017 | 1003667094 | MO03192 | -33.8039 | 151.2907 | 1 | CS | 1 | Preformed
14671 | 1834024 | 1003667097 | MO03193 | -33.8039 | 151.2907 | 1 | CS | 1 | Preformed
14672 | 1834023 | 1003667100 | MO03194 | -33.8043 | 151.2908 | 1 | CS | 1 | Preformed
14673 | 1834018 | 1003667101 | MO03195 | -33.8039 | 151.2905 | 1 | CS | 1 | Preformed
14674 | 1834027 | 1003674761 | MO03330 | -33.8043 | 151.2907 | 1 | CS | 1 | Preformed
14675 | 1834020 | 1003674759 | MO03328 | -33.8058 | 151.2851 | 1 | CS | 1 | Preformed
14676 | 1834021 | 1003674760 | MO03329 | -33.8058 | 151.2851 | 1 | CS | 1 | Preformed
14677 | 78237657 |  | GL000NR | -33.7957 | 151.1828 | 1 | CS | 2 | Standard
14678 | 1834338 |  | GL000NR | -33.8104 | 151.1944 | 2 | CS | 1 | Comms
14679 | 1834034 |  | MO000NR | -33.8188 | 151.2023 | 1 | CS | 1 | Preformed
14680 | 1834035 |  | MO000NR | -33.819 | 151.2033 | 1 | CS | 1 | Preformed
14681 | 1834036 |  | MO000NR | -33.8239 | 151.1968 | 1 | CS | 1 | Preformed
14682 | 1833767 |  | GL000NR | -33.8053 | 151.1831 | 1 | CS | 1 | Preformed
14683 | 1833770 |  | GL000NR | -33.8166 | 151.1871 | 1 | CS | 1 | Preformed
14684 | 1834341 |  | GL000NR | -33.8166 | 151.187 | 1 | CS | 1 | Preformed
14685 | 1833771 |  | GL000NR | -33.8168 | 151.1866 | 1 | CS | 1 | Preformed
14686 | 1833837 | 1003674263 | MO03255 | -33.7877 | 151.2377 | 1 | CS | 1 | Preformed
14687 | 1833836 | 1003674262 | MO03254 | -33.7875 | 151.2372 | 1 | CS | 1 | Preformed
14688 | 1833838 |  | MO000NR | -33.7974 | 151.2516 | 1 | CS | 1 | Preformed
14689 | 1833839 | 1003674264 | MO03256 | -33.7977 | 151.2497 | 1 | CS | 1 | Preformed
14690 | 81959 |  | MO01163 | -33.828 | 151.2292 | 1 | CS | 1 | Sheath Pit
14691 | 1834043 |  | MO000NR | -33.8276 | 151.2149 | 1 | CS | 2 | Preformed
14692 | 90449406 |  | MO000NR | -33.8288 | 151.2196 | 1 | Not CS | 0 | Preformed
14693 | 1834282 |  | MO000NR | -33.8249 | 151.2342 | 1 | CS | 1 | Preformed
14694 | 1834316 |  | MO000NR | -33.8261 | 151.2321 | 1 | CS | 1 | Preformed
14695 | 1834315 |  | MO000NR | -33.8264 | 151.2331 | 1 | CS | 1 | Preformed
14696 | 1834336 |  | MO07582 | -33.8353 | 151.2461 | 1 | CS | 1 | Preformed
14697 | 1834037 |  | MO000NR | -33.824 | 151.2102 | 1 | CS | 1 | Preformed
14698 | 1834038 |  | MO000NR | -33.8241 | 151.2102 | 1 | CS | 1 | Preformed
14699 | 1834039 |  | MO000NR | -33.8243 | 151.2101 | 1 | CS | 1 | Preformed
14700 | 1834040 |  | MO000NR | -33.8244 | 151.2101 | 1 | CS | 1 | Preformed
14701 | 1834042 |  | MO000NR | -33.8275 | 151.2141 | 1 | CS | 1 | Preformed
14702 | 1834041 |  | MO000NR | -33.8274 | 151.2135 | 1 | CS | 1 | Preformed
14703 | 7390 | 1001319210 | MO01117 | -33.8273 | 151.2131 | 1 | CS | 1 | Standard
14704 | 1834283 |  | MO000NR | -33.8312 | 151.2083 | 1 | CS | 2 | Preformed
14705 | 2889863 |  | SY000NR | -33.8576 | 151.2151 | 1 | CS | 1 | Joint Room
14706 | 2413228 |  | SY000NR | -33.8651 | 151.2107 | 1 | CS | 1 | Standard
14707 | 76926205 |  | SY000NR | -33.8626 | 151.2059 | 1 | CS | 1 | Standard
14708 | 81042715 |  | SY000NR | -33.8648 | 151.2042 | 1 | CS | 1 | Standard
14709 | 4 | 1003407319 | LE50172 | -33.869 | 151.1946 | 1 | CS | 1 | Standard
14710 | 113534017 |  | SY000NR | -33.8677 | 151.2121 | 1 | CS | 1 | Preformed
14711 | 113534012 |  | SY000NR | -33.8676 | 151.2122 | 1 | CS | 1 | Preformed
14712 | 2237193 |  | SY000NR | -33.8677 | 151.2114 | 1 | CS | 1 | Standard
14713 | 295384266 | 1001413444 | SY51619 | -33.8661 | 151.2073 | 1 | CS | 2 | Standard
14714 | 106963231 |  | SY000NR | -33.8715 | 151.216 | 1 | CS | 1 | Standard
14715 | 113533962 |  | SY000NR | -33.8687 | 151.2097 | 1 | CS | 1 | Preformed
14716 | 2207151 |  | SY000NR | -33.8697 | 151.2074 | 1 | CS | 1 | Standard
14717 | 2207153 |  | SY000NR | -33.8697 | 151.2076 | 1 | CS | 2 | Standard
14718 | 2207154 |  | SY000NR | -33.8697 | 151.2076 | 1 | CS | 2 | Standard
14719 | 2207152 |  | SY000NR | -33.8697 | 151.2077 | 1 | CS | 2 | Standard
14720 | 2499121 |  | SY000NR | -33.8705 | 151.2071 | 1 | CS | 1 | Unknown
14721 | 2499122 |  | SY000NR | -33.8705 | 151.2068 | 1 | CS | 1 | Unknown
14722 | 2237194 |  | SY000NR | -33.8677 | 151.2115 | 1 | CS | 2 | Standard
14723 | 115956569 |  | SY000NR | -33.8737 | 151.2135 | 1 | CS | 1 | Preformed
14724 | 2499113 |  | SY000NR | -33.8712 | 151.2068 | 1 | CS | 2 | Standard
14725 | 2503412 |  | SY000NR | -33.8719 | 151.2071 | 1 | CS | 1 | Standard
14726 | 2043952 |  | sy52718 | -33.8714 | 151.21 | 1 | Not CS | 0 | Standard
14727 | 2043955 |  | sy52721 | -33.8714 | 151.21 | 1 | CS | 2 | Standard
14728 | 295294086 |  | SY000NR | -33.8716 | 151.2103 | 1 | CS | 1 | Preformed
14729 | 295294087 |  | SY000NR | -33.8722 | 151.2102 | 1 | CS | 1 | Preformed
14730 | 1975249 |  | SY000NR | -33.8718 | 151.2093 | 1 | CS | 1 | Standard
14731 | 2851221 | 1003707530 | SY27224 | -33.8726 | 151.2092 | 1 | CS | 1 | Standard
14732 | 2851217 |  | SY000NR | -33.8722 | 151.2084 | 1 | CS | 2 | Standard
14733 | 2851218 |  | SY000NR | -33.8723 | 151.2084 | 1 | CS | 1 | Standard
14734 | 113537952 |  | SY000NR | -33.8727 | 151.2082 | 1 | CS | 1 | Preformed
14735 | 110890866 |  | SY000NR | -33.8663 | 151.2042 | 1 | CS | 1 | Standard
14736 | 87055839 |  | SY28212 | -33.8687 | 151.2062 | 1 | CS | 1 | Standard
14737 | 2237189 |  | SY000NR | -33.8777 | 151.1987 | 1 | CS | 1 | Standard
14738 | 295319853 | 1003153226 | SY28742 | -33.8748 | 151.2037 | 1 | CS | 1 | Standard
14739 | 1996712 |  | SY000NR | -33.8752 | 151.2072 | 1 | CS | 1 | Joint Room
14740 | 113536917 |  | SY000NR | -33.8778 | 151.2031 | 1 | CS | 1 | Preformed
14741 | 2851222 |  | SY27628 | -33.8802 | 151.204 | 1 | CS | 1 | Standard
14742 | 76825046 |  | SY000NR | -33.8811 | 151.2024 | 1 | CS | 1 | Standard
14743 | 109820578 |  | SY000NR | -33.8824 | 151.2078 | 1 | CS | 1 | Preformed
14744 | 76825110 |  | SY000NR | -33.8816 | 151.2026 | 1 | CS | 2 | Standard
14745 | 115951048 |  | SY000NR | -33.8738 | 151.2142 | 1 | CS | 4 | Preformed
14746 | 115956507 |  | SY000NR | -33.8738 | 151.2137 | 1 | CS | 1 | Preformed
14747 | 115956485 |  | SY000NR | -33.8738 | 151.214 | 1 | CS | 1 | Preformed
14748 | 1996710 |  | SY25534 | -33.8785 | 151.2091 | 1 | CS | 1 | Preformed
14749 | 295367085 |  | SY000NR | -33.8879 | 151.2113 | 1 | CS | 1 | Standard
14750 | 116530020 |  | SY000NR | -33.885 | 151.2027 | 1 | CS | 1 | Preformed
14751 | 2391758 |  | LE000NR | -33.8853 | 151.1781 | 2 | CS | 1 | Comms
14752 | 2387467 |  | LE000NR | -33.877 | 151.185 | 1 | CS | 1 | Standard
14753 | 2387466 |  | LE000NR | -33.877 | 151.1849 | 1 | CS | 1 | Standard
14754 | 117351390 |  | LE000NR | -33.8787 | 151.1889 | 1 | CS | 1 | Preformed
14755 | 295375672 |  | SY000NR | -33.8722 | 151.2227 | 1 | CS | 1 | Standard
14756 | 2743870 |  | SY000NR | -33.9066 | 151.2299 | 1 | CS | 2 | Standard
14757 | 2743866 |  | SY000NR | -33.9065 | 151.2283 | 1 | CS | 2 | Standard
14758 | 2743868 |  | SY000NR | -33.9063 | 151.2288 | 1 | CS | 2 | Standard
14759 | 2743869 |  | SY000NR | -33.9062 | 151.229 | 1 | CS | 2 | Standard
14760 | 6725 | 1001332106 | SY56250 | -33.9127 | 151.2497 | 1 | CS | 1 | Standard
14761 | 6728 | 1001332111 | SY56251 | -33.9129 | 151.2498 | 1 | CS | 1 | Standard
14762 | 6733 | 1001332116 | SY56252 | -33.9134 | 151.2497 | 1 | CS | 1 | Standard
14763 | 6741 | 1001332122 | SY56253 | -33.914 | 151.2495 | 1 | CS | 1 | Standard
14764 | 6769 | 1001332132 | SY56255 | -33.9153 | 151.2493 | 1 | CS | 1 | Standard
14765 | 6750 | 1001332127 | SY56254 | -33.9147 | 151.2494 | 1 | CS | 1 | Standard
14766 | 6774 | 1001332137 | SY56256 | -33.9159 | 151.2491 | 1 | CS | 1 | Standard
14767 | 6779 | 1001332143 | SY56269 | -33.9166 | 151.249 | 1 | CS | 1 | Standard
14768 | 6784 | 1001332147 | SY56270 | -33.9172 | 151.2488 | 1 | CS | 1 | Standard
14769 | 6790 | 1001332153 | SY56271 | -33.9179 | 151.2487 | 1 | CS | 1 | Standard
14770 | 6806 | 1001332158 | SY56274 | -33.9185 | 151.2486 | 1 | CS | 1 | Standard
14771 | 6825 | 1001332163 | SY56277 | -33.9191 | 151.2484 | 1 | CS | 1 | Standard
14772 | 6832 | 1001332168 | SY56281 | -33.9195 | 151.2484 | 1 | CS | 1 | Standard
14773 | 295298380 |  | SY000NR | -33.9165 | 151.2021 | 1 | CS | 1 | Preformed
14774 | 17194 |  | LE51187 | -33.9213 | 151.1838 | 1 | CS | 2 | Standard
14775 | 112713365 |  | SY000NR | -33.8872 | 151.2807 | 1 | Not CS | 0 | Preformed
14776 | 2202822 |  | SY000NR | -33.8902 | 151.2746 | 1 | CS | 2 | Standard
14777 | 2632236 |  | RP000NR | -33.8841 | 151.0066 | 2 | CS | 2 | Comms
14778 | 7813 | 1001331460 | PE40019 | -33.9384 | 151.0381 | 1 | CS | 1 | Standard
14779 | 7815 | 1001331414 | PE40021 | -33.9388 | 151.0381 | 1 | CS | 2 | Standard
14780 | 114256427 |  | RP000NR | -33.9174 | 151.0357 | 1 | Not CS | 0 | Standard
14781 | 2546343 |  | LE000NR | -33.875 | 151.1046 | 1 | Not CS | 0 | Preformed
14782 | 7639 | 1001331582 | LE50057 | -33.8748 | 151.1283 | 1 | CS | 1 | Standard
14783 | 7640 | 1001331586 | LE50058 | -33.8754 | 151.1287 | 1 | CS | 1 | Standard
14784 | 114517325 |  | LE000NR | -33.8732 | 151.126 | 2 | CS | 1 | Comms
14785 | 2632225 |  | LE000NR | -33.874 | 151.1253 | 2 | CS | 1 | Comms
14786 | 2632224 |  | LE000NR | -33.8744 | 151.1259 | 2 | CS | 1 | Comms
14787 | 2632223 |  | LE000NR | -33.8744 | 151.1259 | 2 | CS | 1 | Comms
14788 | 2632226 |  | LE000NR | -33.8752 | 151.1239 | 2 | CS | 1 | Comms
14789 | 2632227 |  | LE000NR | -33.8777 | 151.122 | 2 | CS | 1 | Comms
14790 | 2632228 |  | LE000NR | -33.8778 | 151.1218 | 2 | CS | 1 | Comms
14791 | 7670 | 1001331684 | LE50458 | -33.8828 | 151.1338 | 1 | CS | 1 | Standard
14792 | 7674 | 1001331689 | LE50459 | -33.8833 | 151.1342 | 1 | CS | 1 | Standard
14793 | 7686 | 1001331694 | LE50460 | -33.8839 | 151.1345 | 1 | CS | 1 | Standard
14794 | 7701 | 1001331699 | LE50461 | -33.8842 | 151.1349 | 1 | CS | 1 | Standard
14795 | 7709 | 1001331727 | LE50462 | -33.8844 | 151.1353 | 1 | CS | 2 | Standard
14796 | 2632232 |  | LE000NR | -33.8841 | 151.1449 | 2 | CS | 1 | Comms
14797 | 2632231 |  | LE000NR | -33.8841 | 151.1446 | 2 | CS | 1 | Comms
14798 | 2632233 |  | LE000NR | -33.8841 | 151.1453 | 2 | CS | 1 | Comms
14799 | 2632230 |  | LE000NR | -33.8841 | 151.1442 | 2 | CS | 2 | Comms
14800 | 2632229 |  | LE000NR | -33.8842 | 151.1442 | 2 | CS | 2 | Comms
14801 | 7712 | 1001331742 | LE50463 | -33.8847 | 151.1358 | 1 | CS | 1 | Standard
14802 | 2632234 |  | LE000NR | -33.8841 | 151.1459 | 2 | CS | 1 | Comms
14803 | 2632235 |  | LE000NR | -33.8842 | 151.1459 | 2 | CS | 2 | Comms
14804 | 2533461 |  | LE000NR | -33.9119 | 151.1622 | 1 | Not CS | 0 | Standard
14805 | 83749184 |  | LE000NR | -33.9221 | 151.1163 | 2 | CS | 1 | Comms
14806 | 77131704 |  | KO000NR | -33.9427 | 151.1308 | 1 | CS | 2 | Standard
14807 | 113535157 |  | KO000NR | -33.9603 | 151.1311 | 1 | CS | 1 | Preformed
14808 | 2610752 |  | PE000NR | -33.9516 | 151.0333 | 2 | CS | 2 | Comms
14809 | 2610753 |  | PE000NR | -33.9521 | 151.0333 | 2 | CS | 2 | Comms
14810 | 108100808 |  | SU16328 | -34.0182 | 151.0164 | 2 | CS | 1 | Comms
14811 | 108099179 |  | SU16327 | -34.0168 | 151.0133 | 2 | CS | 1 | Comms
14812 | 113534932 |  | KL000NR | -34.022 | 151.1969 | 1 | CS | 1 | Preformed
14813 | 1391256 |  | KL01003 | -34.0197 | 151.2058 | 1 | CS | 1 | Standard
14816 | 101040459 |  | JS000NR | -32.8109 | 151.7314 | 1 | CS | 1 | Standard
14817 | 295379970 |  | KS60252 | -32.8045 | 151.8506 | 15 | CS | 1 | Joint Bay
14818 | 295379967 |  | KS60253 | -32.8083 | 151.8513 | 15 | CS | 1 | Joint Bay
14819 | 295379966 |  | KS60254 | -32.8099 | 151.846 | 15 | CS | 1 | Joint Bay
14820 | 910330 | 1001381738 | KS92001 | -32.8154 | 151.8438 | 1 | CS | 1 | Standard
14821 | 910336 | 1001381740 | KS92002 | -32.8179 | 151.8434 | 1 | CS | 1 | Standard
14822 | 910331 | 1001381739 | KS92003 | -32.8214 | 151.8429 | 1 | CS | 2 | Standard
14823 | 1966654 |  | JT000NR | -32.8798 | 151.7692 | 1 | CS | 2 | Preformed
14824 | 1966653 |  | JT000NR | -32.88 | 151.7692 | 1 | CS | 1 | Preformed
14825 | 1966652 |  | JT000NR | -32.88 | 151.7691 | 2 | CS | 1 | Comms
14826 | 113537957 |  | JT000NR | -32.904 | 151.7534 | 2 | CS | 1 | Comms
14827 | 2151297 |  | JU00DTS | -32.9139 | 151.754 | 2 | CS | 3 | Comms
14828 | 2524895 |  | KU000NR | -32.9312 | 151.7736 | 2 | CS | 1 | Comms
14829 | 2524897 |  | KU000NR | -32.93 | 151.775 | 2 | CS | 1 | Comms
14830 | 2524878 |  | KU000NR | -32.9336 | 151.7716 | 2 | CS | 1 | Comms
14831 | 2524893 |  | JU000NR | -32.9372 | 151.7679 | 2 | CS | 1 | Comms
14832 | 2524887 |  | JU000NR | -32.9349 | 151.7609 | 2 | CS | 1 | Comms
14833 | 2524890 |  | JU000NR | -32.9371 | 151.7637 | 2 | CS | 1 | Comms
14834 | 2524885 |  | JU000NR | -32.9353 | 151.7537 | 2 | CS | 3 | Comms
14835 | 2524886 |  | JU000NR | -32.9353 | 151.7567 | 2 | CS | 1 | Comms
14836 | 118127497 |  | JU32812 | -32.9221 | 151.7444 | 1 | CS | 1 | Standard
14837 | 118127501 |  | JU32818 | -32.9263 | 151.7436 | 1 | CS | 1 | Standard
14838 | 118127499 |  | JU32805 | -32.9164 | 151.7516 | 1 | CS | 1 | Standard
14839 | 2524881 |  | JU000NR | -32.9334 | 151.7495 | 2 | CS | 1 | Comms
14840 | 118125958 |  | JU28009 | -32.9277 | 151.7366 | 1 | CS | 1 | Standard
14841 | 118127500 |  | JU32817 | -32.9272 | 151.7401 | 1 | CS | 1 | Standard
14842 | 236232648 |  | JU56904 | -32.9314 | 151.7359 | 1 | CS | 1 | Standard
14843 | 2524879 |  | JU000NR | -32.9326 | 151.7361 | 2 | CS | 1 | Comms
14844 | 2722396 |  | JU000NR | -32.9327 | 151.7356 | 2 | CS | 1 | Comms
14845 | 2524877 |  | JU000NR | -32.9335 | 151.742 | 2 | CS | 1 | Comms
14846 | 2524880 |  | JU000NR | -32.9348 | 151.746 | 2 | CS | 1 | Comms
14847 | 236232652 |  | JU56914 | -32.9344 | 151.7319 | 1 | CS | 1 | Standard
14848 | 236232653 |  | JU56915 | -32.9378 | 151.7347 | 1 | CS | 1 | Standard
14849 | 236232656 |  | JU56918 | -32.9385 | 151.731 | 1 | CS | 2 | Standard
14850 | 2898464 |  | VP000NR | -33.1731 | 151.5397 | 2 | CS | 1 | Comms
14851 | 1953776 |  | WL000NR | -33.4269 | 151.415 | 1 | CS | 2 | Standard
14852 | 71298714 |  | WLFIBRE | -33.4254 | 151.4108 | 2 | CS | 1 | Comms
14853 | 1859308 |  | MD000NR | -32.5312 | 151.0765 | 1 | CS | 1 | Preformed
14854 | 1859309 |  | MD000NR | -32.5312 | 151.0764 | 1 | CS | 1 | Preformed
14855 | 295337027 |  | MCCOPPE | -33.6748 | 151.1132 | 2 | CS | 1 | Comms
14858 | 2082591 |  | PE10015 | -33.947 | 151.0081 | 1 | CS | 1 | Sheath Pit
14859 | 2048247 | 1001561405 | PE20614 | -33.9627 | 151.0072 | 1 | CS | 1 | Sheath Pit
14861 | 115240222 |  | PY00DTS | -33.7791 | 151.0477 | 2 | CS | 1 | Comms
14862 | 116264191 |  | PY00DTS | -33.7793 | 151.0477 | 2 | CS | 1 | Comms
14863 | 2490541 |  | PY00DTS | -33.7333 | 151.1602 | 2 | CS | 1 | Comms
14864 | 2481957 |  | PY00DTS | -33.7387 | 151.1573 | 2 | CS | 1 | Comms
14865 | 2511995 |  | PY00DTS | -33.742 | 151.156 | 2 | CS | 1 | Comms
14866 | 2400351 |  | PY00DTS | -33.7434 | 151.1564 | 2 | CS | 1 | Comms
14867 | 2267240 |  | PY00DTS | -33.7496 | 151.1569 | 2 | CS | 1 | Comms
14868 | 2267251 |  | PY00DTS | -33.758 | 151.1565 | 2 | CS | 1 | Comms
14869 | 2447581 |  | PY00DTS | -33.764 | 151.1612 | 2 | CS | 1 | Comms
14870 | 2490542 |  | PY00DTS | -33.7663 | 151.1628 | 2 | CS | 1 | Comms
14871 | 2056862 |  | PY00DTS | -33.7779 | 151.1809 | 2 | CS | 1 | Comms
14872 | 2056847 |  | PY00DTS | -33.7827 | 151.1807 | 2 | CS | 1 | Comms
14873 | 91971453 |  | PY10782 | -33.7869 | 151.1362 | 1 | CS | 1 | Sheath Pit
14874 | 91971435 |  | PY10783 | -33.7869 | 151.1361 | 1 | CS | 1 | Sheath Pit
14875 | 81845 |  | GL10156 | -33.8116 | 151.1613 | 1 | CS | 1 | Standard
14876 | 2220002 |  | GL000NR | -33.8142 | 151.156 | 1 | CS | 1 | Standard
14877 | 2220003 |  | GL000NR | -33.8142 | 151.1559 | 1 | CS | 1 | Standard
14878 | 2220026 |  | GL000NR | -33.8202 | 151.1671 | 1 | CS | 2 | Standard
14879 | 2220025 |  | GL000NR | -33.8202 | 151.1671 | 1 | CS | 2 | Standard
14880 | 2220024 |  | GL000NR | -33.8202 | 151.167 | 1 | CS | 2 | Standard
14881 | 2112648 | 1001553030 | FF00626 | -33.7301 | 151.2094 | 1 | CS | 1 | Sheath Pit
14882 | 1970946 |  | TH000NR | -33.7156 | 151.2171 | 1 | CS | 1 | Sheath Pit
14883 | 1648897 |  | FF000NR | -33.7519 | 151.2474 | 2 | CS | 1 | Comms
14884 | 1640310 |  | FF000NR | -33.752 | 151.2485 | 2 | CS | 1 | Comms
14885 | 2056831 |  | PY00DTS | -33.7656 | 151.1904 | 2 | CS | 1 | Comms
14886 | 2056837 |  | PY00DTS | -33.7706 | 151.1877 | 2 | CS | 1 | Comms
14887 | 2056840 |  | PY00DTS | -33.7743 | 151.182 | 2 | CS | 1 | Comms
14888 | 2211492 | 1001631330 | PY00680 | -33.7781 | 151.1859 | 1 | CS | 1 | Sheath Pit
14889 | 2056854 |  | PY00DTS | -33.7847 | 151.1858 | 2 | CS | 1 | Comms
14892 | 2056880 |  | GL00DTS | -33.7923 | 151.1888 | 2 | CS | 1 | Comms
14893 | 112418781 |  | PY02780 | -33.7864 | 151.197 | 2 | CS | 1 | Comms
14894 | 107447883 |  | PY01999 | -33.7896 | 151.1989 | 2 | CS | 1 | Comms
14895 | 107447876 |  | PY02000 | -33.7897 | 151.1989 | 2 | CS | 1 | Comms
14896 | 2215714 | 1001639137 | MO01556 | -33.791 | 151.1996 | 1 | CS | 1 | Sheath Pit
14897 | 110358874 |  | GL00DTS | -33.7913 | 151.1996 | 2 | CS | 1 | Comms
14898 | 2099780 | 1001553036 | MO01296 | -33.799 | 151.1959 | 1 | CS | 1 | Sheath Pit
14899 | 2056868 |  | GL00DTS | -33.7993 | 151.1926 | 2 | CS | 1 | Comms
14900 | 2056872 |  | GL00DTS | -33.806 | 151.1931 | 2 | CS | 1 | Comms
14901 | 2056876 |  | GL00DTS | -33.8104 | 151.1944 | 2 | CS | 1 | Comms
14902 | 2056889 |  | GL00DTS | -33.8139 | 151.1921 | 2 | CS | 1 | Comms
14903 | 2718110 |  | GL00DTS | -33.8167 | 151.1909 | 2 | CS | 1 | Comms
14904 | 2718112 |  | GL00DTS | -33.8181 | 151.1964 | 2 | CS | 1 | Comms
14905 | 2211455 | 1001593691 | GL02173 | -33.817 | 151.185 | 1 | CS | 2 | Standard
14906 | 2056882 |  | GL00DTS | -33.8166 | 151.1869 | 2 | CS | 1 | Comms
14907 | 2220015 |  | GL000NR | -33.8267 | 151.1836 | 1 | CS | 2 | Standard
14908 | 2932817 |  | MO00DTS | -33.8319 | 151.2056 | 2 | CS | 1 | Comms
14909 | 2932811 |  | MO00DTS | -33.8256 | 151.2069 | 2 | CS | 1 | Comms
14910 | 117507765 |  | PE02442 | -33.8365 | 151.2093 | 2 | CS | 1 | Comms
14911 | 81978 |  | MO01179 | -33.8357 | 151.2085 | 1 | CS | 1 | Standard
14912 | 2220055 |  | MO000NA | -33.848 | 151.2116 | 1 | CS | 2 | Standard
14913 | 2220056 |  | MO000NA | -33.8479 | 151.2116 | 1 | CS | 2 | Standard
14914 | 2220054 |  | MO000NA | -33.848 | 151.2116 | 1 | CS | 2 | Standard
14915 | 2220053 |  | MO000NA | -33.8481 | 151.2116 | 1 | CS | 2 | Standard
14916 | 2220047 |  | SY000NR | -33.8605 | 151.2086 | 1 | CS | 1 | Standard
14917 | 2220046 |  | SY000NR | -33.8605 | 151.2086 | 1 | CS | 1 | Standard
14918 | 2267233 |  | SY26881 | -33.8637 | 151.2084 | 1 | CS | 1 | Sheath Pit
14919 | 2713810 |  | LE00DTS | -33.8715 | 151.1952 | 2 | CS | 1 | Comms
14920 | 87478516 |  | SY000NR | -33.8674 | 151.203 | 1 | CS | 1 | Standard
14922 | 71774563 |  | SY19704 | -33.8828 | 151.1979 | 1 | CS | 1 | Sheath Pit
14923 | 545348 |  | SY55226 | -33.8837 | 151.1983 | 1 | CS | 2 | Standard
14924 | 2932804 |  | SY00DTS | -33.8873 | 151.2202 | 2 | CS | 1 | Comms
14925 | 2627928 |  | PY20530 | -33.877 | 151.1916 | 2 | CS | 1 | Comms
14926 | 2773924 |  | LE00DTS | -33.877 | 151.1917 | 2 | CS | 1 | Comms
14927 | 429406 |  | SY55928 | -33.8832 | 151.2696 | 1 | CS | 1 | Standard
14928 | 2726692 |  | SY00DTS | -33.8833 | 151.2699 | 2 | CS | 1 | Comms
14929 | 2876982 |  | SY00DTS | -33.8874 | 151.2678 | 2 | CS | 1 | Comms
14930 | 2876983 |  | SY00DTS | -33.8931 | 151.2641 | 2 | CS | 1 | Comms
14931 | 2752468 |  | SY00DTS | -33.8931 | 151.2449 | 2 | CS | 1 | Comms
14932 | 2507721 |  | SY00DTS | -33.8942 | 151.231 | 2 | CS | 1 | Comms
14933 | 2679457 |  | SY00DTS | -33.8934 | 151.2236 | 2 | CS | 1 | Comms
14934 | 2700940 |  | SY00DTS | -33.895 | 151.241 | 2 | CS | 1 | Comms
14935 | 2803982 |  | SY00DTS | -33.8948 | 151.2518 | 2 | CS | 1 | Comms
14936 | 2602165 |  | SY00DTS | -33.8951 | 151.2593 | 2 | CS | 1 | Comms
14937 | 2975745 |  | KO29895 | -33.9103 | 151.1813 | 2 | CS | 1 | Comms
14938 | 73373931 |  | MA00DTS | -33.9397 | 151.1996 | 2 | CS | 1 | Comms
14939 | 2404650 |  | MA13401 | -33.944 | 151.2047 | 1 | CS | 1 | Sheath Pit
14940 | 2404649 |  | MA13400 | -33.9441 | 151.2047 | 1 | CS | 1 | Sheath Pit
14941 | 1988126 |  | MA000NR | -33.9643 | 151.2216 | 2 | CS | 1 | Comms
14942 | 2361700 | 1001626863 | MA13374 | -33.948 | 151.2388 | 1 | CS | 1 | Sheath Pit
14943 | 82653 |  | MA20123 | -33.9625 | 151.2379 | 1 | CS | 1 | Standard
14944 | 1979541 |  | MA000NR | -33.9715 | 151.2353 | 2 | Not CS | 0 | Comms
14945 | 2220068 |  | MA000NR | -33.9715 | 151.2353 | 2 | CS | 1 | Comms
14946 | 2344524 | 1004269491 | KL00536 | -34.0127 | 151.2089 | 2 | CS | 1 | Comms
14947 | 2344525 | 1004269492 | KL00537 | -34.0127 | 151.2089 | 2 | CS | 1 | Comms
14948 | 74483460 |  | PE00DTS | -33.933 | 151.0533 | 2 | CS | 2 | Comms
14949 | 75336517 |  | PE00DTS | -33.9349 | 151.0599 | 2 | CS | 2 | Comms
14950 | 2997218 |  | PE00DTS | -33.9367 | 151.0473 | 2 | CS | 2 | Comms
14951 | 72438462 |  | PE00DTS | -33.9395 | 151.0432 | 2 | CS | 2 | Comms
14952 | 105430649 |  | LE00DTS | -33.8739 | 151.118 | 2 | CS | 1 | Comms
14953 | 2962860 |  | KO29399 | -33.9088 | 151.1665 | 2 | CS | 2 | Comms
14954 | 2829753 |  | KO00DTS | -33.925 | 151.1434 | 2 | CS | 2 | Comms
14955 | 2705229 |  | KO00DTS | -33.924 | 151.137 | 2 | CS | 2 | Comms
14956 | 2829752 |  | KO00DTS | -33.9253 | 151.1499 | 2 | CS | 2 | Comms
14957 | 2967155 |  | KO00DTS | -33.926 | 151.1502 | 2 | CS | 2 | Comms
14958 | 1532959 |  | KO84263 | -33.9293 | 151.1377 | 1 | CS | 2 | Standard
14959 | 1532958 |  | KO84262 | -33.9296 | 151.1385 | 1 | CS | 2 | Standard
14960 | 2967160 |  | KO00DTS | -33.9311 | 151.1447 | 2 | CS | 1 | Comms
14961 | 2748167 |  | KO00DTS | -33.9358 | 151.1388 | 2 | CS | 1 | Comms
14962 | 295397156 |  | sy00DTS | -33.9209 | 151.1165 | 2 | CS | 2 | Comms
14963 | 2997214 |  | KO00DTS | -33.9231 | 151.1194 | 2 | CS | 2 | Comms
14964 | 2829758 |  | KO00DTS | -33.9251 | 151.131 | 2 | CS | 1 | Comms
14965 | 2700944 |  | KO00DTS | -33.924 | 151.1253 | 2 | CS | 1 | Comms
14966 | 1653191 |  | KO00DTS | -33.9568 | 151.1071 | 2 | CS | 1 | Comms
14967 | 1713308 |  | KO00DTS | -33.9553 | 151.1035 | 2 | CS | 1 | Comms
14968 | 1726190 |  | KO00DTS | -33.9569 | 151.0992 | 2 | CS | 1 | Comms
14969 | 1850716 |  | PE00DTS | -33.9547 | 151.0957 | 2 | CS | 1 | Comms
14970 | 1777721 |  | PE00DTS | -33.9547 | 151.0894 | 2 | CS | 1 | Comms
14971 | 2773925 |  | KO00DTS | -33.9414 | 151.138 | 2 | CS | 1 | Comms
14972 | 1777725 |  | KO00DTS | -33.957 | 151.114 | 2 | CS | 1 | Comms
14973 | 1855010 |  | KO00DTS | -33.9632 | 151.1199 | 2 | CS | 1 | Comms
14974 | 2494859 |  | KO00DTS | -33.9721 | 151.1387 | 2 | CS | 1 | Comms
14975 | 2512002 |  | KO00DTS | -33.9695 | 151.1333 | 2 | CS | 1 | Comms
14976 | 2748164 |  | KO00DTS | -33.9441 | 151.1435 | 2 | CS | 1 | Comms
14977 | 2748162 |  | KO00DTS | -33.9475 | 151.1482 | 2 | CS | 1 | Comms
14978 | 2512013 |  | KO00DTS | -33.9651 | 151.1469 | 2 | CS | 1 | Comms
14979 | 2675165 |  | KO00DTS | -33.9595 | 151.1523 | 2 | CS | 1 | Comms
14980 | 2512012 |  | KO00DTS | -33.9726 | 151.1463 | 2 | CS | 1 | Comms
14981 | 2074006 |  | PE10015 | -33.9485 | 151.0128 | 1 | CS | 1 | Sheath Pit
14982 | 1889360 |  | PE000NR | -33.9586 | 151.0596 | 2 | CS | 1 | Comms
14983 | 1777717 |  | PE00DTS | -33.9559 | 151.083 | 2 | CS | 1 | Comms
14984 | 1751952 |  | PE00DTS | -33.9658 | 151.0757 | 2 | CS | 1 | Comms
14985 | 1846422 |  | PE00DTS | -33.9643 | 151.0691 | 2 | CS | 1 | Comms
14986 | 1794894 |  | PE00DTS | -33.9609 | 151.0801 | 2 | CS | 1 | Comms
14987 | 2378910 |  | PE90001 | -33.9709 | 151.0823 | 1 | CS | 2 | Standard
14988 | 1958071 |  | PE000NR | -33.9592 | 151.0601 | 2 | CS | 1 | Comms
14989 | 2018180 |  | PE000NR | -33.96 | 151.0605 | 2 | CS | 1 | Comms
14990 | 1928007 |  | PE000NR | -33.9635 | 151.0598 | 2 | CS | 1 | Comms
14991 | 2005299 |  | PE000NR | -33.9655 | 151.0625 | 2 | CS | 1 | Comms
14992 | 2005300 |  | PE000NR | -33.9654 | 151.0625 | 2 | CS | 1 | Comms
14993 | 1928006 |  | PE000NR | -33.9634 | 151.0592 | 2 | CS | 1 | Comms
14994 | 95545607 |  | EN00DTS | -34.0672 | 151.0095 | 2 | CS | 1 | Comms
14995 | 93637601 |  | EN00DTS | -34.0702 | 151.0078 | 1 | CS | 1 | Standard
14996 | 95598085 |  | EN00DTS | -34.0625 | 151.0052 | 2 | CS | 1 | Comms
14997 | 94666842 |  | EN00DTS | -34.0686 | 151.004 | 1 | CS | 1 | Standard
14998 | 89277518 |  | ENFIBRE | -34.069 | 151.0055 | 1 | CS | 1 | Standard
14999 | 2301599 |  | HF000NR | -34.0491 | 150.9827 | 2 | CS | 1 | Comms
15063 | 82101 | 1001625904 | LE01893 | -33.8657 | 151.1477 | 1 | CS | 4 | Sheath Pit
15064 | 295770720 | 1003282531 | SY29410 | -33.8647 | 151.2078 | 1 | CS | 2 | Standard
15065 | 295770721 | 1003410146 | SY30037 | -33.8636 | 151.2082 | 1 | CS | 2 | Standard
15066 | 295551729 | 1001879018 | FF01661 | -33.7667 | 151.2669 | 1 | CS | 2 | Standard
15067 | 295452977 | 1003307279 | SY29566 | -33.8564 | 151.2091 | 1 | CS | 2 | Standard
15068 | 295452975 | 1003255650 | SY29204 | -33.8643 | 151.2096 | 1 | CS | 2 | Standard
15069 | 295461557 | 1003310747 | SY29572 | -33.8585 | 151.2026 | 1 | CS | 2 | Standard
15070 | 295744960 | 1001327092 | SY50215 | -33.8618 | 151.2029 | 1 | CS | 2 | Standard
15071 | 295744959 | 1003321845 | SY29634 | -33.8624 | 151.203 | 1 | CS | 2 | Standard
15072 | 295586078 | 1003321814 | SY29633 | -33.8625 | 151.203 | 1 | CS | 2 | Standard
15073 | 295744961 | 1003325885 | SY29677 | -33.8666 | 151.2109 | 1 | CS | 2 | Standard
15074 | 295551727 | 1003143663 | SY28673 | -33.8695 | 151.2069 | 1 | CS | 2 | Standard
15075 | 295723487 | 1003197436 | SY28923 | -33.8732 | 151.2021 | 1 | CS | 2 | Standard
15076 | 295800781 | 1003400675 | SY30013 | -33.9186 | 151.2377 | 1 | CS | 2 | Standard
15077 | 295384282 | 1003278227 | MA13812 | -33.9423 | 151.213 | 1 | CS | 2 | Standard
15078 | 295478738 | 1003260776 | JU50287 | -32.9379 | 151.7294 | 12 | CS | 2 | Cable Chase
15079 | 295753552 | 1001625966 | LE01902 | -33.866 | 151.1112 | 1 | CS | 2 | Sheath Pit
15080 | 295495905 | 1001709568 | SY27573 | -33.8861 | 151.2177 | 1 | CS | 2 | Sheath Pit
15082 | 295388570 | 1001708737 | SY27581 | -33.8888 | 151.2351 | 1 | CS | 2 | Sheath Pit
15083 | 295491610 | 1001709573 | SY27577 | -33.8877 | 151.2407 | 1 | CS | 2 | Standard
15084 | 295500198 | 1001708735 | SY27579 | -33.89 | 151.2311 | 1 | CS | 2 | Sheath Pit
15085 | 295495906 | 1001638059 | KO12424 | -33.9449 | 151.1865 | 1 | CS | 2 | Sheath Pit
15086 | 1459961 | 1001331394 | TH40007 | -33.6774 | 151.2913 | 1 | CS | 1 | Standard
15087 | 2074005 | 1001510226 | PE20377 | -33.9404 | 151.0066 | 1 | CS | 1 | Sheath Pit
15088 | 2061121 | 1001510227 | PE20378 | -33.9393 | 151.002 | 1 | CS | 1 | Sheath Pit
15089 | 2232915 | 1001640044 | FF00793 | -33.7861 | 151.196 | 1 | CS | 1 | Standard
15090 | 71896459 | 1001793375 | SY28462 | -33.8762 | 151.1977 | 1 | CS | 1 | Sheath Pit
15091 | 105921528 | 1003145960 | GL02858 | -33.7873 | 151.1892 | 2 | CS | 1 | Comms
15092 | 105921491 | 1003145961 | GL02860 | -33.7875 | 151.1893 | 2 | CS | 1 | Comms
15093 | 113536527 | 1003412902 | SY30041 | -33.8701 | 151.2108 | 1 | CS | 1 | Preformed
15094 | 113536547 | 1003412918 | SY30047 | -33.8711 | 151.2103 | 1 | CS | 2 | Preformed
15095 | 113536542 | 1003412919 | SY30046 | -33.8709 | 151.2103 | 1 | CS | 2 | Preformed
15096 | 113536537 | 1003412920 | SY30045 | -33.8706 | 151.2104 | 1 | CS | 2 | Preformed
15097 | 113536532 | 1003412921 | SY30044 | -33.8703 | 151.2104 | 1 | CS | 1 | Preformed
15098 | 113536517 | 1003412922 | SY30043 | -33.8699 | 151.2115 | 1 | CS | 2 | Preformed
15099 | 113536522 | 1003412923 | SY30042 | -33.8699 | 151.2111 | 1 | CS | 2 | Preformed
15100 | 1936594 | 1003483747 | JT80884 | -32.8833 | 151.73 | 2 | CS | 2 | Comms
15101 | 296036949 | 1001636560 | RP18354 | -33.8679 | 151.097 | 1 | CS | 1 | Sheath Pit
15102 | 296036948 | 1001636539 | RP18350 | -33.868 | 151.0916 | 1 | CS | 1 | Sheath Pit
15103 | 295461555 | 1001381653 | SY55672 | -33.8869 | 151.2213 | 1 | CS | 1 | Sheath Pit
15104 | 295736370 | 1003590887 | LE38342 | -33.8625 | 151.1662 | 2 | CS | 1 | Comms
15105 | 295736369 | 1003590961 | LE38343 | -33.8629 | 151.1666 | 2 | CS | 2 | Comms
15106 | 295736368 | 1003590963 | LE38344 | -33.8624 | 151.1673 | 2 | CS | 2 | Comms
15107 | 295783602 | 1003591189 | LE38359 | -33.8658 | 151.1678 | 2 | CS | 2 | Comms
15108 | 295766427 | 1003591179 | GL03615 | -33.8181 | 151.1854 | 2 | CS | 1 | Comms
15109 | 295775019 | 1003591180 | GL03616 | -33.8182 | 151.1851 | 2 | CS | 2 | Comms
15110 | 295590372 | 1003591190 | LE38360 | -33.8702 | 151.174 | 2 | CS | 1 | Comms
15111 | 295813660 | 1003590989 | SY30546 | -33.867 | 151.2189 | 2 | CS | 2 | Comms
15112 | 295813661 | 1003590988 | SY30545 | -33.8678 | 151.2188 | 2 | CS | 2 | Comms
15113 | 295968246 | 1003591177 | SY30549 | -33.8873 | 151.248 | 2 | CS | 1 | Comms
15114 | 295968247 | 1003591178 | SY30550 | -33.8856 | 151.2465 | 2 | CS | 2 | Comms
15115 | 295500199 | 1003590985 | SY30544 | -33.9165 | 151.2368 | 2 | CS | 2 | Comms
15116 | 295813667 | 1003590984 | SY30543 | -33.9188 | 151.2361 | 2 | CS | 1 | Comms
15117 | 295865188 | 1003590970 | LE38347 | -33.908 | 151.1894 | 2 | CS | 1 | Comms
15118 | 295865189 | 1003590969 | LE38346 | -33.9083 | 151.19 | 2 | CS | 1 | Comms
15119 | 295886661 | 1003590990 | LE38356 | -33.9078 | 151.1705 | 2 | CS | 1 | Comms
15120 | 295886659 | 1003590991 | LE38357 | -33.9086 | 151.1712 | 2 | CS | 1 | Comms
15121 | 295744962 | 1003590968 | SY30542 | -33.9077 | 151.2076 | 2 | CS | 1 | Comms
15122 | 295800782 | 1003431283 | SY30138 | -33.9084 | 151.2071 | 2 | CS | 1 | Comms
15123 | 295972547 | 1003590967 | LE38345 | -33.9214 | 151.1957 | 2 | CS | 1 | Comms
15124 | 295908130 | 1003590979 | LE38351 | -33.9187 | 151.1878 | 2 | CS | 1 | Comms
15125 | 295908131 | 1003590980 | LE38352 | -33.9191 | 151.1882 | 2 | CS | 1 | Comms
15126 | 295908128 | 1003590977 | LE38349 | -33.9179 | 151.1888 | 2 | CS | 1 | Comms
15127 | 295908129 | 1003590978 | LE38350 | -33.918 | 151.1885 | 2 | CS | 1 | Comms
15128 | 295908133 | 1003590982 | LE38354 | -33.9202 | 151.1886 | 2 | CS | 1 | Comms
15129 | 295908132 | 1003590981 | LE38353 | -33.9201 | 151.188 | 2 | CS | 2 | Comms
15130 | 295697724 | 1003590987 | KO16079 | -33.9231 | 151.1913 | 2 | CS | 2 | Comms
15131 | 295697723 | 1003590986 | KO16078 | -33.9241 | 151.1906 | 2 | CS | 2 | Comms
15132 | 295835134 | 1003590972 | KO16073 | -33.9262 | 151.1888 | 2 | CS | 2 | Comms
15133 | 295972543 | 1003590973 | KO16074 | -33.9274 | 151.1878 | 2 | CS | 2 | Comms
15134 | 295835135 | 1003590974 | KO16075 | -33.9288 | 151.1873 | 2 | CS | 2 | Comms
15135 | 295998303 | 1003590975 | KO16076 | -33.9306 | 151.1868 | 2 | CS | 2 | Comms
15136 | 295998302 | 1003590976 | KO16077 | -33.9309 | 151.1867 | 2 | CS | 2 | Comms
15137 | 295577490 | 1003590997 | RP21983 | -33.8939 | 151.0805 | 2 | CS | 2 | Comms
15138 | 295817956 | 1003590996 | RP21982 | -33.8939 | 151.08 | 2 | CS | 2 | Comms
15139 | 295779311 | 1003590993 | LE38358 | -33.9153 | 151.1646 | 2 | CS | 1 | Comms
15140 | 296028369 | 1003590994 | KO16080 | -33.9346 | 151.1575 | 2 | CS | 1 | Comms
15141 | 295817955 | 1003590992 | SU17140 | -34.0322 | 151.0761 | 2 | CS | 1 | Comms
15142 | 295916732 | 1003590995 | SU17141 | -34.0337 | 151.0708 | 2 | CS | 1 | Comms
15143 | 295968251 | 1003590966 | SU17139 | -34.0341 | 151.073 | 2 | CS | 1 | Comms
15145 | 296075595 | 1001636540 | RP18351 | -33.8682 | 151.0917 | 1 | CS | 1 | Sheath Pit
15146 | 296067007 | 1003274718 | KU40121 | -32.9276 | 151.7715 | 1 | CS | 1 | Standard
15147 | 296067008 | 1003274719 | KU40122 | -32.9293 | 151.7755 | 1 | CS | 1 | Standard
15148 | 296067006 | 1001333567 | IU65202 | -32.9409 | 151.6509 | 1 | CS | 1 | Standard
15149 | 296045536 | 1003548746 | BU50096 | -33.2222 | 151.5453 | 1 | CS | 1 | Standard
15150 | 295744964 | 1003421024 | PY02901 | -33.7851 | 151.1261 | 15 | CS | 2 | Joint Bay
15151 | 295654789 | 1003370510 | GL03246 | -33.7883 | 151.1329 | 15 | CS | 1 | Joint Bay
15152 | 296024069 | 1003440782 | GL03322 | -33.8183 | 151.1848 | 1 | CS | 2 | Standard
15153 | 295925307 | 1003440783 | GL03323 | -33.8183 | 151.1847 | 1 | CS | 1 | Standard
15154 | 295925305 | 1003440781 | GL03321 | -33.8194 | 151.1855 | 1 | CS | 1 | Standard
15155 | 295925306 | 1003440777 | GL03320 | -33.8194 | 151.1853 | 1 | CS | 1 | Standard
15156 | 296032658 | 1003490529 | PY02963 | -33.7801 | 151.124 | 1 | CS | 1 | Standard
15157 | 295929600 | 1003481818 | KU10528 | -32.9265 | 151.7753 | 1 | CS | 1 | Standard
15158 | 295654788 | 1003370375 | PY02737 | -33.7851 | 151.126 | 15 | CS | 1 | Joint Bay
15159 | 295779308 | 1003370507 | GL03243 | -33.791 | 151.1308 | 15 | CS | 2 | Joint Bay
15160 | 295985420 | 1003508562 | LE38196 | -33.8666 | 151.1778 | 15 | CS | 1 | Joint Bay
15161 | 296049830 | 1003544530 | SY30449 | -33.8608 | 151.2027 | 1 | CS | 2 | Standard
15162 | 295985421 | 1003508563 | LE38197 | -33.8671 | 151.1783 | 15 | CS | 1 | Joint Bay
15163 | 295830838 | 1003422693 | SY30084 | -33.8664 | 151.2125 | 1 | CS | 1 | Standard
15164 | 295830839 | 1003422694 | SY30083 | -33.8665 | 151.2124 | 1 | CS | 1 | Standard
15165 | 295830840 | 1003422695 | SY30082 | -33.8667 | 151.2124 | 1 | CS | 2 | Standard
15166 | 295830841 | 1003422696 | SY30081 | -33.8668 | 151.2124 | 1 | CS | 2 | Standard
15167 | 295830842 | 1003422697 | SY30080 | -33.8681 | 151.2122 | 1 | CS | 2 | Standard
15168 | 295830845 | 1003422661 | SY30076 | -33.8702 | 151.2126 | 1 | CS | 2 | Standard
15169 | 295830843 | 1003422659 | SY30078 | -33.8695 | 151.212 | 1 | CS | 2 | Standard
15170 | 295830844 | 1003422660 | SY30077 | -33.87 | 151.2123 | 1 | CS | 2 | Standard
15171 | 295830846 | 1003422662 | SY30075 | -33.8724 | 151.2127 | 1 | CS | 2 | Standard
15172 | 295830847 | 1003422663 | SY30074 | -33.8729 | 151.2126 | 1 | CS | 2 | Standard
15173 | 295830848 | 1003422664 | SY30073 | -33.8751 | 151.2123 | 1 | CS | 1 | Standard
15174 | 295878070 | 1003422665 | SY30072 | -33.8754 | 151.2123 | 1 | CS | 2 | Standard
15175 | 295830849 | 1003422691 | SY30079 | -33.8777 | 151.2118 | 1 | CS | 2 | Standard
15176 | 295830850 | 1003422655 | SY30071 | -33.878 | 151.2115 | 1 | CS | 2 | Standard
15177 | 296062712 | 1003529073 | SY30406 | -33.917 | 151.238 | 1 | CS | 1 | Standard
15178 | 295925304 | 1003401782 | LE37925 | -33.913 | 151.1677 | 1 | CS | 1 | Standard
15179 | 295839429 | 1003307322 | KS60345 | -32.8047 | 151.8509 | 1 | CS | 1 | Standard
15180 | 295839428 | 1003307317 | KS60340 | -32.8048 | 151.8509 | 1 | CS | 2 | Standard
15181 | 295839437 | 1003307315 | KS60338 | -32.7979 | 151.8519 | 1 | CS | 1 | Standard
15182 | 295839439 | 1003370798 | KS60357 | -32.7978 | 151.8518 | 1 | CS | 1 | Standard
15183 | 295839440 | 1003307320 | KS60343 | -32.7979 | 151.8519 | 1 | CS | 1 | Standard
15184 | 295895248 | 1003307313 | KS60336 | -32.7983 | 151.8517 | 15 | CS | 1 | Joint Bay
15185 | 295839441 | 1001884367 | KS60206 | -32.7985 | 151.8523 | 1 | CS | 1 | Standard
15186 | 295895246 | 1003307319 | KS60342 | -32.8013 | 151.8513 | 15 | CS | 1 | Joint Bay
15187 | 295839434 | 1003307316 | KS60339 | -32.801 | 151.8517 | 1 | CS | 1 | Standard
15188 | 295839436 | 1003307321 | KS60344 | -32.8011 | 151.8517 | 1 | CS | 1 | Standard
15189 | 295839431 | 1003307327 | KS60350 | -32.8079 | 151.8525 | 1 | CS | 1 | Standard
15190 | 295839430 | 1003307325 | KS60348 | -32.808 | 151.8525 | 1 | CS | 1 | Standard
15191 | 295839432 | 1003307326 | KS60349 | -32.8117 | 151.8517 | 1 | CS | 1 | Standard
15192 | 295839433 | 1003307328 | KS60351 | -32.8118 | 151.8517 | 1 | CS | 2 | Standard
15193 | 295981132 | 1003378920 | MG30194 | -33.1232 | 151.4658 | 1 | CS | 2 | Standard
15194 | 295981131 | 1003378921 | MG30195 | -33.1234 | 151.4653 | 1 | CS | 1 | Standard
15195 | 295981130 | 1003378922 | MG30196 | -33.1247 | 151.4645 | 1 | CS | 2 | Standard
15196 | 295981129 | 1003378923 | MG30197 | -33.1251 | 151.4648 | 1 | CS | 2 | Standard
15197 | 295981134 | 1003378924 | MG80034 | -33.1566 | 151.4478 | 1 | CS | 1 | Standard
15198 | 295981133 | 1003378925 | MG80035 | -33.1565 | 151.4473 | 1 | CS | 1 | Standard
15199 | 295981135 | 1003391239 | MG80036 | -33.1599 | 151.4203 | 1 | CS | 1 | Standard
15200 | 295663370 | 1003655663 | SY30743 | -33.8826 | 151.2118 | 1 | CS | 1 | Standard
15201 | 295457272 | 1003655531 | SY30727 | -33.8985 | 151.2014 | 1 | CS | 1 | Sheath Pit
15202 | 295457270 | 1003655527 | SY30725 | -33.8985 | 151.2013 | 1 | CS | 1 | Sheath Pit
15203 | 295457271 | 1003655532 | SY30726 | -33.8985 | 151.2014 | 1 | CS | 1 | Sheath Pit
15204 | 295457269 | 1003655528 | SY30724 | -33.8985 | 151.2013 | 1 | CS | 1 | Sheath Pit
15205 | 296097064 | 1003570925 | PY03044 | -33.7827 | 151.1322 | 15 | CS | 4 | Joint Bay
15206 | 296097067 | 1003535518 | PY03032 | -33.7827 | 151.1321 | 1 | CS | 2 | Standard
15207 | 296097068 | 1003535517 | PY03031 | -33.7827 | 151.132 | 1 | CS | 2 | Standard
15208 | 295534551 | 1003674772 | NH00048 | -33.807 | 151.3016 | 1 | CS | 2 | Standard
15209 | 296144303 | 1003583754 | KO16045 | -33.926 | 151.1825 | 1 | CS | 2 | Standard
15210 | 296144304 | 1003583753 | KO16046 | -33.9278 | 151.1834 | 1 | CS | 2 | Standard
15211 | 295800780 | 1003375754 | SY29943 | -33.9189 | 151.2375 | 1 | CS | 2 | Standard
15212 | 296109946 | 1003568231 | SY30473 | -33.8589 | 151.2023 | 1 | CS | 2 | Standard
15213 | 296303177 | 1001743488 | SY27651 | -33.8732 | 151.2083 | 1 | CS | 2 | Standard
15214 | 296346116 | 1003605659 | PA11342 | -33.8436 | 151.0199 | 1 | CS | 2 | Standard
15215 | 296346117 | 1003605658 | PA11341 | -33.8444 | 151.0206 | 1 | CS | 2 | Standard
15216 | 296178660 | 1003737207 | MO03456 | -33.8393 | 151.2111 | 1 | CS | 2 | Standard
15217 | 296178661 | 1003737208 | MO03457 | -33.8394 | 151.2111 | 1 | CS | 2 | Standard
15218 | 296363292 | 1003594400 | SY30554 | -33.8634 | 151.2107 | 1 | CS | 2 | Standard
15219 | 296410528 | 1003622401 | SY30624 | -33.8743 | 151.2071 | 1 | CS | 2 | Standard
15220 | 296462054 | 1003585506 | LE38328 | -33.8754 | 151.1904 | 1 | CS | 2 | Standard
15221 | 296371880 | 1003709276 | RP22090 | -33.9138 | 151.0967 | 1 | CS | 2 | Standard
15222 | 296582288 | 1003979203 | KU40151 | -32.9298 | 151.7772 | 1 | CS | 2 | Standard
15223 | 296337528 | 1003698508 | SY30857 | -33.8831 | 151.2043 | 1 | CS | 2 | Standard
15224 | 295401443 | 1003994012 | LE38789 | -33.8725 | 151.1382 | 1 | CS | 2 | Preformed
15225 | 295401442 | 1003996010 | LE38791 | -33.8743 | 151.1354 | 1 | CS | 2 | Preformed
15226 | 296650990 | 1004273234 | HR50846 | -32.732 | 151.5394 | 2 | CS | 2 | Comms
15227 | 295659081 | 1003318859 | KU40130 | -32.9281 | 151.7739 | 2 | CS | 2 | Comms
15228 | 296474937 | 1003449149 | JT90261 | -32.8925 | 151.7482 | 2 | CS | 2 | Comms
15229 | 295895249 | 1003307318 | KS60341 | -32.7984 | 151.8517 | 2 | CS | 2 | Comms
15230 | 295899540 | 1003307314 | KS60337 | -32.8014 | 151.8513 | 2 | CS | 2 | Comms
15231 | 295749255 | 1003361275 | IS50259 | -32.7978 | 151.6407 | 2 | CS | 1 | Comms
15232 | 295749253 | 1003385262 | IT90567 | -32.8878 | 151.6531 | 2 | CS | 1 | Comms
15233 | 295749251 | 1003385263 | IT90568 | -32.8889 | 151.6524 | 2 | CS | 1 | Comms
15234 | 295749250 | 1003385264 | IT90569 | -32.8894 | 151.6518 | 2 | CS | 1 | Comms
15235 | 296638110 | 1004271300 | CH21009 | -33.1159 | 151.6391 | 2 | CS | 2 | Comms
15236 | 296638108 | 1004271301 | CH21010 | -33.1167 | 151.6361 | 2 | CS | 2 | Comms
15237 | 296638109 | 1004271302 | CH21011 | -33.1171 | 151.6332 | 2 | CS | 2 | Comms
15238 | 296638111 | 1004271299 | CH21008 | -33.1127 | 151.6409 | 2 | CS | 2 | Comms
15239 | 296097069 | 1003535515 | PY03029 | -33.781 | 151.1293 | 2 | CS | 2 | Comms
15240 | 296097070 | 1003535516 | PY03030 | -33.7811 | 151.1292 | 2 | CS | 2 | Comms
15241 | 295809370 | 1003370373 | PY02738 | -33.7849 | 151.1258 | 2 | CS | 2 | Comms
15242 | 295921014 | 1003421021 | PY02898 | -33.7851 | 151.1262 | 2 | CS | 2 | Comms
15243 | 295882365 | 1003421022 | PY02899 | -33.7852 | 151.1262 | 2 | CS | 2 | Comms
15244 | 295817958 | 1003370509 | GL03245 | -33.7881 | 151.1326 | 2 | CS | 2 | Comms
15245 | 295817959 | 1003370508 | GL03244 | -33.788 | 151.1325 | 2 | CS | 2 | Comms
15246 | 295753549 | 1003370485 | PY02740 | -33.787 | 151.1268 | 2 | CS | 2 | Comms
15247 | 295753548 | 1003370486 | PY02741 | -33.7868 | 151.127 | 2 | CS | 2 | Comms
15248 | 295809369 | 1003370374 | PY02739 | -33.7848 | 151.1256 | 2 | CS | 2 | Comms
15249 | 295779309 | 1003370505 | GL03241 | -33.7908 | 151.131 | 2 | CS | 2 | Comms
15250 | 295779310 | 1003370506 | GL03242 | -33.791 | 151.1307 | 2 | CS | 2 | Comms
15251 | 295921011 | 1003462460 | GL03343 | -33.8086 | 151.1439 | 2 | CS | 2 | Comms
15252 | 295921010 | 1003462461 | GL03344 | -33.8086 | 151.144 | 2 | CS | 2 | Comms
15253 | 295921012 | 1003462462 | GL03342 | -33.8107 | 151.1459 | 2 | CS | 2 | Comms
15254 | 295921013 | 1003462463 | GL03341 | -33.8108 | 151.1459 | 2 | CS | 1 | Comms
15255 | 296500701 | 1003773714 | PA11649 | -33.832 | 151.0564 | 2 | CS | 2 | Comms
15256 | 296500700 | 1003773715 | PA11651 | -33.8331 | 151.0557 | 2 | CS | 2 | Comms
15257 | 296500705 | 1003773716 | PA11652 | -33.8355 | 151.0548 | 2 | CS | 2 | Comms
15258 | 296500703 | 1003773717 | PA11653 | -33.8352 | 151.0531 | 2 | CS | 2 | Comms
15259 | 296500702 | 1003773718 | PA11654 | -33.8359 | 151.0527 | 2 | CS | 2 | Comms
15260 | 296500704 | 1003773719 | PA11655 | -33.8361 | 151.0527 | 2 | CS | 2 | Comms
15261 | 296526465 | 1003778152 | FF03195 | -33.7554 | 151.2433 | 2 | CS | 2 | Comms
15262 | 296526464 | 1003778153 | FF03196 | -33.7572 | 151.2426 | 2 | CS | 2 | Comms
15263 | 295517374 | 1003267386 | SY29333 | -33.8623 | 151.2111 | 2 | CS | 2 | Comms
15264 | 296062717 | 1003597815 | SY30562 | -33.863 | 151.211 | 2 | CS | 2 | Comms
15265 | 296062718 | 1003597813 | SY30561 | -33.8643 | 151.2107 | 2 | CS | 2 | Comms
15266 | 296333246 | 1003748303 | SY30985 | -33.8585 | 151.2042 | 1 | CS | 2 | Standard
15267 | 295916716 | 1003487748 | LE38146 | -33.87 | 151.1737 | 2 | CS | 2 | Comms
15268 | 295916717 | 1003487747 | LE38147 | -33.8702 | 151.1731 | 2 | CS | 2 | Comms
15269 | 296105652 | 1003597674 | SY30559 | -33.8697 | 151.1962 | 2 | CS | 2 | Comms
15270 | 296105653 | 1003597675 | SY30560 | -33.8691 | 151.1984 | 2 | CS | 2 | Comms
15271 | 296668166 | 1003924537 | LE38766 | -33.8892 | 151.184 | 1 | CS | 2 | Standard
15272 | 295886658 | 1003432351 | LE38021 | -33.9086 | 151.1737 | 2 | CS | 2 | Comms
15273 | 295886660 | 1003432350 | LE38020 | -33.9087 | 151.1717 | 2 | CS | 2 | Comms
15274 | 296144301 | 1003583752 | KO16047 | -33.9266 | 151.1816 | 2 | CS | 2 | Comms
15275 | 296144302 | 1003583751 | KO16048 | -33.926 | 151.1791 | 2 | CS | 2 | Comms
15276 | 295405734 | 1003599939 | KO17793 | -33.9323 | 151.1887 | 2 | CS | 1 | Comms
15277 | 295405733 | 1003599940 | KO17794 | -33.932 | 151.1865 | 2 | CS | 2 | Comms
15278 | 295405735 | 1003599938 | KO17790 | -33.9334 | 151.192 | 2 | CS | 1 | Comms
15279 | 295401445 | 1003993006 | LE38790 | -33.8732 | 151.1373 | 2 | CS | 1 | Comms
15280 | 295478739 | 1003260771 | JU50282 | -32.9346 | 151.736 | 2 | CS | 1 | Comms
15281 | 295478741 | 1003260770 | JU50281 | -32.9346 | 151.736 | 2 | CS | 1 | Comms
15282 | 295478733 | 1003260773 | JU50284 | -32.9348 | 151.7318 | 2 | CS | 1 | Comms
15283 | 295478731 | 1003260772 | JU50283 | -32.9343 | 151.7337 | 2 | CS | 1 | Comms
15284 | 295478734 | 1003260774 | JU50285 | -32.9365 | 151.7315 | 2 | CS | 1 | Comms
15285 | 295568902 | 1003260775 | JU50286 | -32.9375 | 151.7312 | 2 | CS | 2 | Comms
15286 | 295478737 | 1003260777 | JU50288 | -32.9379 | 151.7286 | 2 | CS | 1 | Comms
15287 | 296097074 | 1003490530 | PY02955 | -33.7797 | 151.1272 | 2 | CS | 2 | Comms
15288 | 296097073 | 1003490531 | PY02956 | -33.7795 | 151.1269 | 2 | CS | 2 | Comms
15289 | 296097071 | 1003535513 | PY03027 | -33.7796 | 151.1269 | 2 | CS | 2 | Comms
15290 | 296097072 | 1003535514 | PY03028 | -33.7796 | 151.1269 | 2 | CS | 2 | Comms
15291 | 296032663 | 1003490537 | PY02962 | -33.7829 | 151.1256 | 2 | CS | 2 | Comms
15292 | 296032657 | 1003490532 | PY02957 | -33.779 | 151.1252 | 2 | CS | 1 | Comms
15293 | 296032656 | 1003490533 | PY02958 | -33.7793 | 151.1249 | 2 | CS | 2 | Comms
15294 | 296032660 | 1003490534 | PY02959 | -33.7813 | 151.1235 | 2 | CS | 2 | Comms
15295 | 296032659 | 1003490535 | PY02960 | -33.7816 | 151.1238 | 2 | CS | 2 | Comms
15296 | 296032662 | 1003490536 | PY02961 | -33.7827 | 151.1254 | 2 | CS | 1 | Comms
15297 | 295474434 | 1003229929 | PA10784 | -33.8138 | 151.0944 | 2 | CS | 2 | Comms
15298 | 295448672 | 1003229930 | PA10785 | -33.8139 | 151.094 | 2 | CS | 2 | Comms
15299 | 295448671 | 1003229931 | PA10786 | -33.8141 | 151.094 | 2 | CS | 2 | Comms
15300 | 295633315 | 1003233939 | RP21670 | -33.8646 | 151.0873 | 2 | CS | 2 | Comms
15301 | 295633316 | 1003233940 | RP21671 | -33.8646 | 151.0873 | 2 | CS | 2 | Comms
15302 | 295671960 | 1003233943 | RP21673 | -33.8669 | 151.0892 | 2 | CS | 2 | Comms
15303 | 295671961 | 1003233942 | RP21672 | -33.8669 | 151.0893 | 2 | CS | 2 | Comms
15304 | 295444380 | 1003229935 | PA10789 | -33.8247 | 151.0765 | 2 | CS | 2 | Comms
15305 | 296217296 | 1003655580 | GL03688 | -33.8188 | 151.1835 | 2 | CS | 1 | Comms
15306 | 296011189 | 1003526145 | SY30397 | -33.8727 | 151.221 | 2 | CS | 1 | Comms
15307 | 296011188 | 1003526144 | SY30396 | -33.8728 | 151.2209 | 2 | CS | 2 | Comms
15308 | 296011191 | 1003526142 | SY30394 | -33.8727 | 151.2188 | 2 | CS | 2 | Comms
15309 | 296011192 | 1003526143 | SY30395 | -33.8727 | 151.2189 | 2 | CS | 2 | Comms
15310 | 296011187 | 1003526140 | SY30392 | -33.8724 | 151.2169 | 2 | CS | 2 | Comms
15311 | 296011186 | 1003526141 | SY30393 | -33.8724 | 151.2171 | 2 | CS | 2 | Comms
15312 | 296011184 | 1003526138 | SY30390 | -33.8728 | 151.2144 | 2 | CS | 2 | Comms
15313 | 296011185 | 1003526139 | SY30391 | -33.8728 | 151.2144 | 2 | CS | 2 | Comms
15314 | 296011199 | 1003526149 | SY30401 | -33.8658 | 151.2241 | 2 | CS | 2 | Comms
15315 | 296011198 | 1003526148 | SY30400 | -33.8659 | 151.224 | 2 | CS | 2 | Comms
15316 | 296011196 | 1003526147 | SY30399 | -33.869 | 151.222 | 2 | CS | 2 | Comms
15317 | 296011194 | 1003526146 | SY30398 | -33.8691 | 151.2218 | 2 | CS | 2 | Comms
15318 | 295483037 | 1003655586 | LE38530 | -33.916 | 151.1884 | 2 | CS | 1 | Comms
15319 | 295483038 | 1003655585 | LE38531 | -33.9161 | 151.1885 | 2 | CS | 1 | Comms
15320 | 295448679 | 1003655530 | SY30728 | -33.8985 | 151.2012 | 2 | CS | 1 | Comms
15321 | 295448680 | 1003655529 | SY30729 | -33.8985 | 151.2012 | 2 | CS | 1 | Comms
15322 | 296135733 | 1004292508 | MA14211 | -33.9426 | 151.2377 | 2 | CS | 1 | Comms
15323 | 296135734 | 1004292509 | MA14212 | -33.9426 | 151.2377 | 2 | CS | 1 | Comms
15324 | 296135732 | 1004385256 | MA14210 | -33.9471 | 151.2387 | 2 | CS | 1 | Comms
15325 | 296135731 | 1004385255 | MA14209 | -33.9473 | 151.2387 | 2 | CS | 1 | Comms
15326 | 296135730 | 1004350108 | MA14208 | -33.9528 | 151.24 | 2 | CS | 1 | Comms
15327 | 296135729 | 1004350107 | MA14207 | -33.9529 | 151.24 | 2 | CS | 1 | Comms
15328 | 296135725 | 1004311227 | MA14206 | -33.9572 | 151.2395 | 2 | CS | 1 | Comms
15329 | 296135723 | 1004273391 | MA14204 | -33.9597 | 151.2386 | 2 | CS | 1 | Comms
15330 | 296135722 | 1004273390 | MA14203 | -33.9599 | 151.2386 | 2 | CS | 1 | Comms
15331 | 296135724 | 1004311226 | MA14205 | -33.9573 | 151.2394 | 2 | CS | 2 | Comms
15332 | 296135721 | 1004403492 | MA14202 | -33.9623 | 151.2381 | 2 | CS | 2 | Comms
15333 | 296135720 | 1004403491 | MA14201 | -33.9625 | 151.238 | 2 | CS | 2 | Comms
15334 | 296135719 | 1004372053 | MA14200 | -33.9632 | 151.2379 | 2 | CS | 2 | Comms
15335 | 296135718 | 1004372052 | MA14199 | -33.9634 | 151.2379 | 2 | CS | 2 | Comms
15336 | 296135712 | 1004403008 | MA14197 | -33.9658 | 151.2372 | 2 | CS | 1 | Comms
15337 | 296135713 | 1004403009 | MA14198 | -33.9658 | 151.2373 | 2 | CS | 1 | Comms
15338 | 296135711 | 1004402742 | MA14195 | -33.9677 | 151.2334 | 2 | CS | 1 | Comms
15339 | 296135710 | 1004402743 | MA14196 | -33.9678 | 151.2334 | 2 | CS | 1 | Comms
15340 | 296135737 | 1004271525 | MA14194 | -33.9682 | 151.2305 | 2 | CS | 1 | Comms
15341 | 2941390 | 1002433451 | LE20550 | -33.9219 | 151.1155 | 2 | CS | 1 | Comms
15342 | 295431501 | 1004708240 | JU50341 | -32.9394 | 151.7329 | 2 | CS | 1 | Comms
15343 | 296629524 | 1004117963 | HS40330 | -32.8068 | 151.4997 | 2 | CS | 2 | Comms
15344 | 296741165 | 1004743041 | WL06638 | -33.4395 | 151.3955 | 1 | CS | 2 | Standard
15345 | 296358999 | 1003702502 | PY03141 | -33.7802 | 151.128 | 2 | CS | 2 | Comms
15346 | 296358998 | 1003702501 | PY03140 | -33.7802 | 151.1279 | 2 | CS | 2 | Comms
15347 | 296028374 | 1003570926 | PY03045 | -33.7829 | 151.1326 | 1 | CS | 1 | Standard
15348 | 296333247 | 1003748312 | SY30986 | -33.8644 | 151.2032 | 1 | CS | 1 | Standard